## Data for 295K
Ho:YAG Absorption
2011
Instrument: Shimadzu SolidSpec-3700 DUV High-Resolution Spectrophotometer
V. Vitali, J. Zembech, D.C. Brown
Crystal Source: Onyx Optics, SCL # 9
Crystal Length: 4.86 mm
Crystal Doping Density = 2 at-% Ho = 2.77 x 1020 ions/cm3
Spectral Sampling Interval: 0.1 nm
Slit Width: 0.2 nm
Scan Speed: 0.83 nm/sec
YAG Sellmeier Equation: Handbook of Optics, Vol. 2, OSA, M. Bass Ed., McGraw Hill (1995)
Wavelength (nm) | Absorption Cross Section (295K) (x1020) (cm2)
1700 | 0.012558
1700.1 | 0.012418
1700.2 | 0.010885
1700.3 | 0.010518
1700.4 | 0.011763
1700.5 | 0.013842
1700.6 | 0.012451
1700.7 | 0.011771
1700.8 | 0.010885
1700.9 | 0.010518
1701 | 0.011763
1701.1 | 0.013842
1701.2 | 0.011009
1701.3 | 0.016146
1701.4 | 0.015764
1701.5 | 0.014381
1701.6 | 0.015278
1701.7 | 0.015516
1701.8 | 0.015411
1701.9 | 0.016557
1702 | 0.016956
1702.1 | 0.016913
1702.2 | 0.015459
1702.3 | 0.015278
1702.4 | 0.010518
1702.5 | 0.011763
1702.6 | 0.013842
1702.7 | 0.011009
1702.8 | 0.016146
1702.9 | 0.015764
1703 | 0.015278
1703.1 | 0.015516
1703.2 | 0.015411
1703.3 | 0.016557
1703.4 | 0.016956
1703.5 | 0.016913
1703.6 | 0.0089161
1703.7 | 0.0030839
1703.8 | 0.0031097
1703.9 | 0.0036417
1704 | 0.0054812
1704.1 | 0.0056314
1704.2 | 0.0065674
1704.3 | 0.0068873
1704.4 | 0.0079129
1704.5 | 0.0096343
1704.6 | 0.0098871
1704.7 | 0.0060488
1704.8 | 0.0016018
1704.9 | 0.0023172
1705 | 0.0030934
1705.1 | 0.0017512
1705.2 | 0.0030027
1705.3 | 0.0054812
1705.4 | 0.0056314
1705.5 | 0.0065674
1705.6 | 0.0106
1705.7 | 0.010605
1705.8 | 0.011718
1705.9 | 0.013804
1706 | 0.014082
1706.1 | 0.011233
1706.2 | 0.012354
1706.3 | 0.012709
1706.4 | 0.01101
1706.5 | 0.010951
1706.6 | 0.0048543
1706.7 | 0.00027088
1706.8 | 0.0003951
1706.9 | 0.0024719
1707 | 0.0040814
1707.1 | 0.014025
1707.2 | 0.020578
1707.3 | 0.015537
1707.4 | 0.015703
1707.5 | 0.013316
1707.6 | 0.0079721
1707.7 | 0.001278
1707.8 | 0.012524
1707.9 | 0.0006164
1708 | 0.00078635
1708.1 | 0.0047343
1708.2 | 0.0087053
1708.3 | 0.014741
1708.4 | 0.012524
1708.5 | 0.014477
1708.6 | 0.011839
1708.7 | 0.011844
1708.8 | 0.0097763
1708.9 | 0.007863
1709 | 0.0068614
1709.1 | 0.0064397
1709.2 | 0.00765
1709.3 | 0.011333
1709.4 | 0.011974
1709.5 | 0.012454
1709.6 | 0.012264
1709.7 | 0.013932
1709.8 | 0.013107
1709.9 | 0.010665
1710 | 0.0094566
1710.1 | 0.012066
1710.2 | 0.010556
1710.3 | 0.0062614
1710.4 | 0.0096561
1710.5 | 0.011424
1710.6 | 0.012554
1710.7 | 0.01007
1710.8 | 0.0093135
1710.9 | 0.010617
1711 | 0.010383
1711.1 | 0.0092566
1711.2 | 0.0091698
1711.3 | 0.010099
1711.4 | 0.009788
1711.5 | 0.01142
1711.6 | 0.0096009
1711.7 | 0.015012
1711.8 | 0.015984
1711.9 | 0.015443
1712 | 0.015547
1712.1 | 0.010434
1712.2 | 0.004923
1712.3 | 0.0058341
1712.4 | 0.0063797
1712.5 | 0.00445
1712.6 | 0.010434
1712.7 | 0.011517
1712.8 | 0.010838
1712.9 | 0.0095533
1713 | 0.0091257
1713.1 | 0.0070928
1713.2 | 0.0073618
1713.3 | 0.0065603
1713.4 | 0.0063999
1713.5 | 0.0067958
1713.6 | 0.0088642
1713.7 | 0.0085399
1713.8 | 0.010284
1713.9 | 0.0076748
1714 | 0.0076329
1714.1 | 0.0094217
1714.2 | 0.0066344
1714.3 | 0.0079575
1714.4 | 0.012599
1714.5 | 0.010886
1714.6 | 0.0091596
1714.7 | 0.011895
1714.8 | 0.012744
1714.9 | 0.0098305
1715 | 0.011367
1715.1 | 0.008247
1715.2 | 0.0065761
1715.3 | 0.0043251
1715.4 | 0.0075569
1715.5 | 0.0060395
1715.6 | 0.0092151
1715.7 | 0.012222
1715.8 | 0.011841
1715.9 | 0.0097913
1716 | 0.012211
1716.1 | 0.0091191
1716.2 | 0.010733
1716.3 | 0.015186
1716.4 | 0.016506
1716.5 | 0.016351
1716.6 | 0.017759
1716.7 | 0.014274
1716.8 | 0.011301
1716.9 | 0.009535
1717 | 0.0088044
1717.1 | 0.01108
1717.2 | 0.011038
1717.3 | 0.0061527
1717.4 | 0.0098345
1717.5 | 0.011563
1717.6 | 0.011589
1717.7 | 0.013402
1717.8 | 0.017963
1717.9 | 0.014499
1718 | 0.011547
1718.1 | 0.011177
1718.2 | 0.013156
1718.3 | 0.013435
1718.4 | 0.014222
1718.5 | 0.013551
1718.6 | 0.011711
1718.7 | 0.010707
1718.8 | 0.011804
1718.9 | 0.013305
1719 | 0.016388
1719.1 | 0.016135
1719.2 | 0.015964
1719.3 | 0.014174
1719.4 | 0.011765
1719.5 | 0.011878
1719.6 | 0.014994
1719.7 | 0.014255
1719.8 | 0.018914
1719.9 | 0.015508
1720 | 0.014829
1720.1 | 0.012035
1720.2 | 0.010398
1720.3 | 0.0024746
1720.4 | 0.0039284
1720.5 | 0.0036925
1720.6 | 0.0022712
1720.7 | 0.0032377
1720.8 | 0.0097345
1720.9 | 0.01058
1721 | 0.007247
1721.1 | 0.010304
1721.2 | 0.0089482
1721.3 | 0.0068926
1721.4 | 0.0055405
1721.5 | 0.010518
1721.6 | 0.011078
1721.7 | 0.0095639
1721.8 | 0.0082615
1721.9 | 0.012211
1722 | 0.010077
1722.1 | 0.0096494
1722.2 | 0.013891
1722.3 | 0.014998
1722.4 | 0.012738
1722.5 | 0.010116
1722.6 | 0.0034608
1722.7 | 0.0024264
1722.8 | 0.017979
1722.9 | 0.012277
1723 | 0.00035643
1723.1 | 0.010769
1723.2 | 0.0094131
1723.3 | 0.014175
1723.4 | 0.015674
1723.5 | 0.013349
1723.6 | 0.0071934
1723.7 | 0.011565
1723.8 | 0.0081627
1723.9 | 0.012034
1724 | 0.016448
1724.1 | 0.018762
1724.2 | 0.020657
1724.3 | 0.020899
1724.4 | 0.019912
1724.5 | 0.01769
1724.6 | 0.017979
1724.7 | 0.012277
1724.8 | 0.011525
1724.9 | 0.011096
1725 | 0.0090199
1725.1 | 0.0089888
1725.2 | 0.0088014
1725.3 | 0.012244
1725.4 | 0.01181
1725.5 | 0.010287
1725.6 | 0.012178
1725.7 | 0.012116
1725.8 | 0.0081754
1725.9 | 0.0076431
1726 | 0.01289
1726.1 | 0.012864
1726.2 | 0.013194
1726.3 | 0.015721
1726.4 | 0.015983
1726.5 | 0.014483
1726.6 | 0.011633
1726.7 | 0.0080026
1726.8 | 0.0055105
1726.9 | 0.007149
1727 | 0.0056093
1727.1 | 0.0048128
1727.2 | 0.0085935
1727.3 | 0.010825
1727.4 | 0.0099633
1727.5 | 0.0092082
1727.6 | 0.0085735
1727.7 | 0.0094334
1727.8 | 0.0075028
1727.9 | 0.0071946
1728 | 0.0063364
1728.1 | 0.0073577
1728.2 | 0.0021912
1728.3 | 0.0044405
1728.4 | 0.0063364
1728.5 | 0.001153
1728.6 | 0.0015841
1728.7 | 0.006793
1728.8 | 0.00671
1728.9 | 0.011059
1729 | 0.011299
1729.1 | 0.012544
1729.2 | 0.00965
1729.3 | 0.0060099
1729.4 | 0.012408
1729.5 | 0.012316
1729.6 | 0.01388
1729.7 | 0.018053
1729.8 | 0.022041
1729.9 | 0.017172
1730 | 0.019583
1730.1 | 0.015382
1730.2 | 0.015137
1730.3 | 0.011937
1730.4 | 0.011696
1730.5 | 0.0049416
1730.6 | 0.0064389
1730.7 | 0.006669
1730.8 | 0.0134
1730.9 | 0.012799
1731 | 0.016128
1731.1 | 0.015382
1731.2 | 0.014875
1731.3 | 0.0088387
1731.4 | 0.011259
1731.5 | 0.01209
1731.6 | 0.012043
1731.7 | 0.011587
1731.8 | 0.013882
1731.9 | 0.0079825
1732 | 0.011425
1732.1 | 0.015229
1732.2 | 0.015893
1732.3 | 0.016039
1732.4 | 0.017438
1732.5 | 0.014722
1732.6 | 0.0097612
1732.7 | 0.0085893
1732.8 | 0.0066398
1732.9 | 0.011676
1733 | 0.0084707
1733.1 | 0.013326
1733.2 | 0.014992
1733.3 | 0.018802
1733.4 | 0.014903
1733.5 | 0.019104
1733.6 | 0.017497
1733.7 | 0.017542
1733.8 | 0.013532
1733.9 | 0.014579
1734 | 0.014087
1734.1 | 0.012516
1734.2 | 0.01156
1734.3 | 0.014682
1734.4 | 0.015913
1734.5 | 0.012537
1734.6 | 0.010315
1734.7 | 0.0097682
1734.8 | 0.0084207
1734.9 | 0.0043509
1735 | 0.0058001
1735.1 | 0.007934
1735.2 | 0.0086455
1735.3 | 0.010476
1735.4 | 0.013045
1735.5 | 0.019178
1735.6 | 0.024278
1735.7 | 0.021881
1735.8 | 0.022214
1735.9 | 0.025144
1736 | 0.021624
1736.1 | 0.013657
1736.2 | 0.016898
1736.3 | 0.018065
1736.4 | 0.015158
1736.5 | 0.013093
1736.6 | 0.014408
1736.7 | 0.011821
1736.8 | 0.0067946
1736.9 | 0.0041139
1737 | 0.0035175
1737.1 | 0.0041184
1737.2 | 0.0085055
1737.3 | 0.0087228
1737.4 | 0.011833
1737.5 | 0.013144
1737.6 | 0.017295
1737.7 | 0.014107
1737.8 | 0.014011
1737.9 | 0.0095717
1738 | 0.0078684
1738.1 | 0.0025682
1738.2 | 0.0035217
1738.3 | 0.0022573
1738.4 | 0.0063387
1738.5 | 0.0084871
1738.6 | 0.013646
1738.7 | 0.011459
1738.8 | 0.011132
1738.9 | 0.013091
1739 | 0.014462
1739.1 | 0.012773
1739.2 | 0.016302
1739.3 | 0.018691
1739.4 | 0.018524
1739.5 | 0.01255
1739.6 | 0.012019
1739.7 | 0.0067267
1739.8 | 0.0079916
1739.9 | 0.0084753
1740 | 0.013783
1740.1 | 0.014334
1740.2 | 0.013748
1740.3 | 0.016051
1740.4 | 0.012555
1740.5 | 0.010809
1740.6 | 0.013186
1740.7 | 0.018607
1740.8 | 0.022071
1740.9 | 0.026321
1741 | 0.030762
1741.1 | 0.027535
1741.2 | 0.026701
1741.3 | 0.02137
1741.4 | 0.017371
1741.5 | 0.014208
1741.6 | 0.011971
1741.7 | 0.011921
1741.8 | 0.011196
1741.9 | 0.01062
1742 | 0.0087126
1742.1 | 0.010594
1742.2 | 0.012158
1742.3 | 0.010394
1742.4 | 0.012092
1742.5 | 0.013583
1742.6 | 0.014207
1742.7 | 0.008035
1742.8 | 0.0087174
1742.9 | 0.0082515
1743 | 0.0096796
1743.1 | 0.010453
1743.2 | 0.012939
1743.3 | 0.013278
1743.4 | 0.011464
1743.5 | 0.011032
1743.6 | 0.013367
1743.7 | 0.016324
1743.8 | 0.016954
1743.9 | 0.020693
1744 | 0.018719
1744.1 | 0.015613
1744.2 | 0.01433
1744.3 | 0.016054
1744.4 | 0.01858
1744.5 | 0.017842
1744.6 | 0.017721
1744.7 | 0.016583
1744.8 | 0.013909
1744.9 | 0.0097998
1745 | 0.012792
1745.1 | 0.0087617
1745.2 | 0.010119
1745.3 | 0.01185
1745.4 | 0.011247
1745.5 | 0.012174
1745.6 | 0.015669
1745.7 | 0.012282
1745.8 | 0.0099531
1745.9 | 0.0086587
1746 | 0.0090361
1746.1 | 0.011945
1746.2 | 0.011614
1746.3 | 0.012509
1746.4 | 0.015183
1746.5 | 0.011123
1746.6 | 0.0029138
1746.7 | 0.0059847
1746.8 | 0.00581
1746.9 | 0.0094123
1747 | 0.0095862
1747.1 | 0.018271
1747.2 | 0.023913
1747.3 | 0.024555
1747.4 | 0.017444
1747.5 | 0.019551
1747.6 | 0.019227
1747.7 | 0.013817
1747.8 | 0.012991
1747.9 | 0.017401
1748 | 0.018579
1748.1 | 0.01618
1748.2 | 0.01849
1748.3 | 0.019054
1748.4 | 0.016335
1748.5 | 0.015084
1748.6 | 0.015318
1748.7 | 0.012747
1748.8 | 0.011369
1748.9 | 0.013837
1749 | 0.014267
1749.1 | 0.014419
1749.2 | 0.01407
1749.3 | 0.018197
1749.4 | 0.015621
1749.5 | 0.01444
1749.6 | 0.01611
1749.7 | 0.019113
1749.8 | 0.01472
1749.9 | 0.017883
1750 | 0.020771
1750.1 | 0.018285
1750.2 | 0.015723
1750.3 | 0.023472
1750.4 | 0.02077
1750.5 | 0.017928
1750.6 | 0.020383
1750.7 | 0.016984
1750.8 | 0.010078
1750.9 | 0.007968
1751 | 0.0070161
1751.1 | 0.0027258
1751.2 | 0.0055231
1751.3 | 0.0079589
1751.4 | 0.0095661
1751.5 | 0.010518
1751.6 | 0.01471
1751.7 | 0.012638
1751.8 | 0.0068032
1751.9 | 0.010108
1752 | 0.0063205
1752.1 | 0.0026979
1752.2 | 0.0040191
1752.3 | 0.0099098
1752.4 | 0.0063284
1752.5 | 0.012528
1752.6 | 0.016226
1752.7 | 0.012344
1752.8 | 0.010941
1752.9 | 0.017799
1753 | 0.017276
1753.1 | 0.016168
1753.2 | 0.02408
1753.3 | 0.026279
1753.4 | 0.022305
1753.5 | 0.017475
1753.6 | 0.017556
1753.7 | 0.010268
1753.8 | 0.010253
1753.9 | 0.0096841
1754 | 0.014253
1754.1 | 0.013967
1754.2 | 0.019873
1754.3 | 0.01334
1754.4 | 0.014089
1754.5 | 0.012624
1754.6 | 0.013156
1754.7 | 0.0075422
1754.8 | 0.014086
1754.9 | 0.012758
1755 | 0.010222
1755.1 | 0.007302
1755.2 | 0.012661
1755.3 | 0.0099015
1755.4 | 0.011195
1755.5 | 0.012828
1755.6 | 0.01649
1755.7 | 0.015588
1755.8 | 0.013771
1755.9 | 0.011638
1756 | 0.016103
1756.1 | 0.012882
1756.2 | 0.0094678
1756.3 | 0.013464
1756.4 | 0.010602
1756.5 | 0.0075346
1756.6 | 0.0046579
1756.7 | 0.0070141
1756.8 | 0.0061852
1756.9 | 0.0092261
1757 | 0.0073651
1757.1 | 0.0095677
1757.2 | 0.010132
1757.3 | 0.010299
1757.4 | 0.0099547
1757.5 | 0.00923
1757.6 | 0.01303
1757.7 | 0.013007
1757.8 | 0.015952
1757.9 | 0.020227
1758 | 0.021981
1758.1 | 0.023025
1758.2 | 0.024277
1758.3 | 0.024061
1758.4 | 0.019824
1758.5 | 0.020056
1758.6 | 0.011755
1758.7 | 0.008701
1758.8 | 0.0071494
1758.9 | 0.0069467
1759 | 0.010756
1759.1 | 0.019616
1759.2 | 0.024026
1759.3 | 0.026398
1759.4 | 0.023648
1759.5 | 0.021984
1759.6 | 0.018957
1759.7 | 0.016984
1759.8 | 0.010051
1759.9 | 0.017334
1760 | 0.019697
1760.1 | 0.018481
1760.2 | 0.019159
1760.3 | 0.019956
1760.4 | 0.014849
1760.5 | 0.010605
1760.6 | 0.0094029
1760.7 | 0.0088397
1760.8 | 0.014321
1760.9 | 0.013914
1761 | 0.015087
1761.1 | 0.016422
1761.2 | 0.016193
1761.3 | 0.012425
1761.4 | 0.012968
1761.5 | 0.010041
1761.6 | 0.010383
1761.7 | 0.009437
1761.8 | 0.0052258
1761.9 | 0.008644
1762 | 0.0095911
1762.1 | 0.0099773
1762.2 | 0.009261
1762.3 | 0.013195
1762.4 | 0.010803
1762.5 | 0.013421
1762.6 | 0.014343
1762.7 | 0.019116
1762.8 | 0.019715
1762.9 | 0.019375
1763 | 0.011789
1763.1 | 0.0094057
1763.2 | 0.0051549
1763.3 | 0.0051831
1763.4 | 0.0045946
1763.5 | 0.0069276
1763.6 | 0.0089122
1763.7 | 0.0099166
1763.8 | 0.016344
1763.9 | 0.018399
1764 | 0.020936
1764.1 | 0.016785
1764.2 | 0.012677
1764.3 | 0.0059268
1764.4 | 0.0044918
1764.5 | 0.0034203
1764.6 | 0.0064659
1764.7 | 0.011498
1764.8 | 0.012015
1764.9 | 0.011059
1765 | 0.01095
1765.1 | 0.013986
1765.2 | 0.014246
1765.3 | 0.012951
1765.4 | 0.015963
1765.5 | 0.021667
1765.6 | 0.026309
1765.7 | 0.027552
1765.8 | 0.027225
1765.9 | 0.026525
1766 | 0.025859
1766.1 | 0.023407
1766.2 | 0.019986
1766.3 | 0.019917
1766.4 | 0.022363
1766.5 | 0.017765
1766.6 | 0.015419
1766.7 | 0.017801
1766.8 | 0.023714
1766.9 | 0.021338
1767 | 0.02354
1767.1 | 0.017014
1767.2 | 0.02089
1767.3 | 0.019503
1767.4 | 0.022287
1767.5 | 0.020183
1767.6 | 0.022298
1767.7 | 0.018377
1767.8 | 0.011747
1767.9 | 0.0067517
1768 | 0.005295
1768.1 | 0.010877
1768.2 | 0.0063674
1768.3 | 0.011148
1768.4 | 0.015129
1768.5 | 0.018538
1768.6 | 0.015071
1768.7 | 0.019225
1768.8 | 0.01497
1768.9 | 0.013049
1769 | 0.012409
1769.1 | 0.0090996
1769.2 | 0.011471
1769.3 | 0.019199
1769.4 | 0.020006
1769.5 | 0.018309
1769.6 | 0.024751
1769.7 | 0.01708
1769.8 | 0.015047
1769.9 | 0.014256
1770 | 0.0097475
1770.1 | 0.011952
1770.2 | 0.016968
1770.3 | 0.012888
1770.4 | 0.010319
1770.5 | 0.015166
1770.6 | 0.015741
1770.7 | 0.017329
1770.8 | 0.016554
1770.9 | 0.019082
1771 | 0.026666
1771.1 | 0.022803
1771.2 | 0.020078
1771.3 | 0.024619
1771.4 | 0.02536
1771.5 | 0.017751
1771.6 | 0.018368
1771.7 | 0.019227
1771.8 | 0.019448
1771.9 | 0.018928
1772 | 0.024393
1772.1 | 0.020072
1772.2 | 0.017601
1772.3 | 0.016817
1772.4 | 0.016133
1772.5 | 0.012871
1772.6 | 0.015575
1772.7 | 0.016569
1772.8 | 0.012031
1772.9 | 0.012902
1773 | 0.015878
1773.1 | 0.015394
1773.2 | 0.019951
1773.3 | 0.026925
1773.4 | 0.027255
1773.5 | 0.019783
1773.6 | 0.019016
1773.7 | 0.019832
1773.8 | 0.014976
1773.9 | 0.017167
1774 | 0.024475
1774.1 | 0.021469
1774.2 | 0.014045
1774.3 | 0.013472
1774.4 | 0.0098415
1774.5 | 0.0074227
1774.6 | 0.011253
1774.7 | 0.013129
1774.8 | 0.010586
1774.9 | 0.0091029
1775 | 0.0065313
1775.1 | 0.0054649
1775.2 | 0.0068659
1775.3 | 0.011925
1775.4 | 0.012958
1775.5 | 0.016327
1775.6 | 0.019784
1775.7 | 0.020406
1775.8 | 0.014697
1775.9 | 0.01573
1776 | 0.01377
1776.1 | 0.0075401
1776.2 | 0.0052755
1776.3 | 0.013422
1776.4 | 0.011871
1776.5 | 0.01694
1776.6 | 0.016345
1776.7 | 0.018608
1776.8 | 0.015972
1776.9 | 0.014625
1777 | 0.010927
1777.1 | 0.017434
1777.2 | 0.017167
1777.3 | 0.019974
1777.4 | 0.024608
1777.5 | 0.021306
1777.6 | 0.018768
1777.7 | 0.016892
1777.8 | 0.012563
1777.9 | 0.011131
1778 | 0.014988
1778.1 | 0.016566
1778.2 | 0.013919
1778.3 | 0.015268
1778.4 | 0.01561
1778.5 | 0.013232
1778.6 | 0.011289
1778.7 | 0.010944
1778.8 | 0.012614
1778.9 | 0.014355
1779 | 0.013219
1779.1 | 0.011211
1779.2 | 0.020406
1779.3 | 0.023323
1779.4 | 0.022015
1779.5 | 0.022036
1779.6 | 0.02262
1779.7 | 0.021262
1779.8 | 0.014458
1779.9 | 0.0159
1780 | 0.020275
1780.1 | 0.026312
1780.2 | 0.018375
1780.3 | 0.019055
1780.4 | 0.01506
1780.5 | 0.017626
1780.6 | 0.0089422
1780.7 | 0.013302
1780.8 | 0.011927
1780.9 | 0.0097449
1781 | 0.00079353
1781.1 | 0.0072447
1781.2 | 0.010693
1781.3 | 0.010681
1781.4 | 0.012814
1781.5 | 0.018916
1781.6 | 0.014329
1781.7 | 0.0101
1781.8 | 0.012487
1781.9 | 0.016789
1782 | 0.017494
1782.1 | 0.021718
1782.2 | 0.021051
1782.3 | 0.02255
1782.4 | 0.02043
1782.5 | 0.019122
1782.6 | 0.017572
1782.7 | 0.017064
1782.8 | 0.016739
1782.9 | 0.018057
1783 | 0.017734
1783.1 | 0.016581
1783.2 | 0.013108
1783.3 | 0.017005
1783.4 | 0.016286
1783.5 | 0.01561
1783.6 | 0.016637
1783.7 | 0.021907
1783.8 | 0.013785
1783.9 | 0.014991
1784 | 0.019289
1784.1 | 0.020752
1784.2 | 0.023473
1784.3 | 0.021824
1784.4 | 0.019496
1784.5 | 0.013746
1784.6 | 0.012326
1784.7 | 0.010412
1784.8 | 0.013548
1784.9 | 0.013343
1785 | 0.017096
1785.1 | 0.018161
1785.2 | 0.020709
1785.3 | 0.022434
1785.4 | 0.022136
1785.5 | 0.021364
1785.6 | 0.022739
1785.7 | 0.021799
1785.8 | 0.022876
1785.9 | 0.0246
1786 | 0.022393
1786.1 | 0.020819
1786.2 | 0.021149
1786.3 | 0.021394
1786.4 | 0.021295
1786.5 | 0.021872
1786.6 | 0.020686
1786.7 | 0.023327
1786.8 | 0.024041
1786.9 | 0.023095
1787 | 0.021538
1787.1 | 0.022721
1787.2 | 0.021258
1787.3 | 0.01547
1787.4 | 0.015203
1787.5 | 0.018506
1787.6 | 0.021992
1787.7 | 0.022383
1787.8 | 0.028286
1787.9 | 0.030756
1788 | 0.02893
1788.1 | 0.026543
1788.2 | 0.02634
1788.3 | 0.027111
1788.4 | 0.026004
1788.5 | 0.023804
1788.6 | 0.022606
1788.7 | 0.019556
1788.8 | 0.0199
1788.9 | 0.019041
1789 | 0.024103
1789.1 | 0.029932
1789.2 | 0.029411
1789.3 | 0.024086
1789.4 | 0.02712
1789.5 | 0.027201
1789.6 | 0.023481
1789.7 | 0.024575
1789.8 | 0.026208
1789.9 | 0.020374
1790 | 0.018064
1790.1 | 0.0097916
1790.2 | 0.010505
1790.3 | 0.010607
1790.4 | 0.013506
1790.5 | 0.013014
1790.6 | 0.019954
1790.7 | 0.020654
1790.8 | 0.024454
1790.9 | 0.019604
1791 | 0.022176
1791.1 | 0.021462
1791.2 | 0.018534
1791.3 | 0.0099936
1791.4 | 0.0090799
1791.5 | 0.0073658
1791.6 | 0.0052575
1791.7 | 0.0022157
1791.8 | 0.002375
1791.9 | 0.0092943
1792 | 0.0074843
1792.1 | 0.013544
1792.2 | 0.018925
1792.3 | 0.021777
1792.4 | 0.02085
1792.5 | 0.022233
1792.6 | 0.019963
1792.7 | 0.020396
1792.8 | 0.021692
1792.9 | 0.016548
1793 | 0.018394
1793.1 | 0.016099
1793.2 | 0.017373
1793.3 | 0.018473
1793.4 | 0.025618
1793.5 | 0.025879
1793.6 | 0.026327
1793.7 | 0.021058
1793.8 | 0.0188
1793.9 | 0.02038
1794 | 0.022024
1794.1 | 0.021812
1794.2 | 0.024749
1794.3 | 0.02742
1794.4 | 0.025569
1794.5 | 0.019952
1794.6 | 0.020683
1794.7 | 0.021687
1794.8 | 0.016612
1794.9 | 0.012393
1795 | 0.013828
1795.1 | 0.013657
1795.2 | 0.012009
1795.3 | 0.016121
1795.4 | 0.019709
1795.5 | 0.020263
1795.6 | 0.014382
1795.7 | 0.017048
1795.8 | 0.013396
1795.9 | 0.0073847
1796 | 0.0056748
1796.1 | 0.011601
1796.2 | 0.0081885
1796.3 | 0.015098
1796.4 | 0.018847
1796.5 | 0.019271
1796.6 | 0.023622
1796.7 | 0.027121
1796.8 | 0.022888
1796.9 | 0.025699
1797 | 0.025934
1797.1 | 0.024607
1797.2 | 0.016458
1797.3 | 0.017632
1797.4 | 0.019516
1797.5 | 0.022279
1797.6 | 0.016551
1797.7 | 0.022421
1797.8 | 0.022545
1797.9 | 0.020823
1798 | 0.019301
1798.1 | 0.02303
1798.2 | 0.02387
1798.3 | 0.02137
1798.4 | 0.019231
1798.5 | 0.016338
1798.6 | 0.01899
1798.7 | 0.017689
1798.8 | 0.022399
1798.9 | 0.022393
1799 | 0.027566
1799.1 | 0.021129
1799.2 | 0.020175
1799.3 | 0.017785
1799.4 | 0.021331
1799.5 | 0.020791
1799.6 | 0.023319
1799.7 | 0.022281
1799.8 | 0.021286
1799.9 | 0.017489
1800 | 0.012735
1800.1 | 0.010417
1800.2 | 0.011724
1800.3 | 0.014102
1800.4 | 0.015314
1800.5 | 0.018747
1800.6 | 0.012905
1800.7 | 0.015915
1800.8 | 0.0088043
1800.9 | 0.0087719
1801 | 0.0037348
1801.1 | 0.0095524
1801.2 | 0.0090278
1801.3 | 0.015042
1801.4 | 0.014517
1801.5 | 0.020137
1801.6 | 0.014907
1801.7 | 0.016919
1801.8 | 0.01982
1801.9 | 0.016844
1802 | 0.012629
1802.1 | 0.018398
1802.2 | 0.020877
1802.3 | 0.015748
1802.4 | 0.016446
1802.5 | 0.0205
1802.6 | 0.013888
1802.7 | 0.006065
1802.8 | 0.010832
1802.9 | 0.013831
1803 | 0.013533
1803.1 | 0.019964
1803.2 | 0.02468
1803.3 | 0.021094
1803.4 | 0.023591
1803.5 | 0.022644
1803.6 | 0.019563
1803.7 | 0.013802
1803.8 | 0.014866
1803.9 | 0.013915
1804 | 0.015018
1804.1 | 0.018185
1804.2 | 0.023885
1804.3 | 0.023941
1804.4 | 0.023601
1804.5 | 0.022626
1804.6 | 0.020116
1804.7 | 0.018658
1804.8 | 0.022073
1804.9 | 0.020961
1805 | 0.024484
1805.1 | 0.023012
1805.2 | 0.02225
1805.3 | 0.01885
1805.4 | 0.018759
1805.5 | 0.013243
1805.6 | 0.01876
1805.7 | 0.017043
1805.8 | 0.017274
1805.9 | 0.013459
1806 | 0.016324
1806.1 | 0.008831
1806.2 | 0.0085636
1806.3 | 0.0047358
1806.4 | 0.0093487
1806.5 | 0.0075637
1806.6 | 0.014653
1806.7 | 0.020167
1806.8 | 0.023034
1806.9 | 0.022327
1807 | 0.017819
1807.1 | 0.013182
1807.2 | 0.004409
1807.3 | 0.0026594
1807.4 | 0.012623
1807.5 | 0.0059534
1807.6 | 0.0066303
1807.7 | 0.011621
1807.8 | 0.012623
1807.9 | 0.015935
1808 | 0.016945
1808.1 | 0.016822
1808.2 | 0.016744
1808.3 | 0.019751
1808.4 | 0.017714
1808.5 | 0.015478
1808.6 | 0.018646
1808.7 | 0.020168
1808.8 | 0.016954
1808.9 | 0.016913
1809 | 0.016186
1809.1 | 0.0154
1809.2 | 0.01383
1809.3 | 0.016019
1809.4 | 0.017754
1809.5 | 0.019808
1809.6 | 0.018531
1809.7 | 0.020532
1809.8 | 0.020611
1809.9 | 0.017033
1810 | 0.012519
1810.1 | 0.0086666
1810.2 | 0.0036896
1810.3 | 0.0023138
1810.4 | 0.0044248
1810.5 | 0.013378
1810.6 | 0.01571
1810.7 | 0.012449
1810.8 | 0.0084605
1810.9 | 0.011594
1811 | 0.0065523
1811.1 | 0.007581
1811.2 | 0.017548
1811.3 | 0.022636
1811.4 | 0.016118
1811.5 | 0.016774
1811.6 | 0.014091
1811.7 | 0.010109
1811.8 | 0.0091176
1811.9 | 0.018112
1812 | 0.017032
1812.1 | 0.012676
1812.2 | 0.013613
1812.3 | 0.015835
1812.4 | 0.0061142
1812.5 | 0.0019876
1812.6 | 0.0078993
1812.7 | 0.008541
1812.8 | 0.015405
1812.9 | 0.025827
1813 | 0.032815
1813.1 | 0.042677
1813.2 | 0.042141
1813.3 | 0.039851
1813.4 | 0.035145
1813.5 | 0.034999
1813.6 | 0.033035
1813.7 | 0.03872
1813.8 | 0.034261
1813.9 | 0.038284
1814 | 0.034536
1814.1 | 0.024537
1814.2 | 0.020256
1814.3 | 0.019829
1814.4 | 0.017019
1814.5 | 0.019303
1814.6 | 0.021416
1814.7 | 0.019177
1814.8 | 0.014
1814.9 | 0.0078538
1815 | 0.0038763
1815.1 | 0.0034722
1815.2 | 0.0017123
1815.3 | 0.0068539
1815.4 | 0.010104
1815.5 | 0.015715
1815.6 | 0.019091
1815.7 | 0.025645
1815.8 | 0.028195
1815.9 | 0.034533
1816 | 0.037802
1816.1 | 0.039215
1816.2 | 0.034195
1816.3 | 0.035515
1816.4 | 0.032679
1816.5 | 0.027055
1816.6 | 0.024416
1816.7 | 0.027386
1816.8 | 0.025633
1816.9 | 0.023455
1817 | 0.02639
1817.1 | 0.027638
1817.2 | 0.026942
1817.3 | 0.030433
1817.4 | 0.036626
1817.5 | 0.035768
1817.6 | 0.032862
1817.7 | 0.030624
1817.8 | 0.029388
1817.9 | 0.024492
1818 | 0.025929
1818.1 | 0.028733
1818.2 | 0.028987
1818.3 | 0.027191
1818.4 | 0.030598
1818.5 | 0.029575
1818.6 | 0.031404
1818.7 | 0.032366
1818.8 | 0.032955
1818.9 | 0.028506
1819 | 0.028661
1819.1 | 0.024753
1819.2 | 0.027364
1819.3 | 0.0222
1819.4 | 0.026263
1819.5 | 0.023154
1819.6 | 0.022919
1819.7 | 0.020761
1819.8 | 0.018892
1819.9 | 0.015099
1820 | 0.01278
1820.1 | 0.014712
1820.2 | 0.011661
1820.3 | 0.017084
1820.4 | 0.017926
1820.5 | 0.024586
1820.6 | 0.026712
1820.7 | 0.028231
1820.8 | 0.025409
1820.9 | 0.027246
1821 | 0.028491
1821.1 | 0.022777
1821.2 | 0.028704
1821.3 | 0.03512
1821.4 | 0.03425
1821.5 | 0.030107
1821.6 | 0.035668
1821.7 | 0.031398
1821.8 | 0.034548
1821.9 | 0.032305
1822 | 0.038023
1822.1 | 0.036753
1822.2 | 0.037846
1822.3 | 0.034549
1822.4 | 0.036688
1822.5 | 0.028193
1822.6 | 0.027644
1822.7 | 0.024734
1822.8 | 0.020133
1822.9 | 0.016069
1823 | 0.01849
1823.1 | 0.017415
1823.2 | 0.019792
1823.3 | 0.020575
1823.4 | 0.021536
1823.5 | 0.021982
1823.6 | 0.022511
1823.7 | 0.021222
1823.8 | 0.023662
1823.9 | 0.019843
1824 | 0.019772
1824.1 | 0.022994
1824.2 | 0.021852
1824.3 | 0.017895
1824.4 | 0.027112
1824.5 | 0.02882
1824.6 | 0.023754
1824.7 | 0.023063
1824.8 | 0.026938
1824.9 | 0.027223
1825 | 0.023345
1825.1 | 0.011078
1825.2 | 0.015996
1825.3 | 0.013169
1825.4 | 0.0096766
1825.5 | 0.011428
1825.6 | 0.011177
1825.7 | 0.011177
1825.8 | 0.0093631
1825.9 | 0.010201
1826 | 0.010037
1826.1 | 0.012837
1826.2 | 0.012027
1826.3 | 0.013406
1826.4 | 0.017202
1826.5 | 0.021047
1826.6 | 0.02593
1826.7 | 0.027076
1826.8 | 0.032252
1826.9 | 0.032325
1827 | 0.03175
1827.1 | 0.034577
1827.2 | 0.037313
1827.3 | 0.028877
1827.4 | 0.026964
1827.5 | 0.025278
1827.6 | 0.021016
1827.7 | 0.016197
1827.8 | 0.016647
1827.9 | 0.016602
1828 | 0.016571
1828.1 | 0.012373
1828.2 | 0.018421
1828.3 | 0.018861
1828.4 | 0.017433
1828.5 | 0.018705
1828.6 | 0.02173
1828.7 | 0.017746
1828.8 | 0.020343
1828.9 | 0.022634
1829 | 0.022026
1829.1 | 0.024891
1829.2 | 0.026464
1829.3 | 0.023654
1829.4 | 0.022849
1829.5 | 0.02816
1829.6 | 0.025384
1829.7 | 0.026643
1829.8 | 0.027362
1829.9 | 0.029094
1830 | 0.021258
1830.1 | 0.02238
1830.2 | 0.024359
1830.3 | 0.023816
1830.4 | 0.021498
1830.5 | 0.027806
1830.6 | 0.027917
1830.7 | 0.023738
1830.8 | 0.024888
1830.9 | 0.024456
1831 | 0.026123
1831.1 | 0.029206
1831.2 | 0.032155
1831.3 | 0.034528
1831.4 | 0.036978
1831.5 | 0.035764
1831.6 | 0.031282
1831.7 | 0.03627
1831.8 | 0.043747
1831.9 | 0.048399
1832 | 0.048661
1832.1 | 0.052563
1832.2 | 0.051587
1832.3 | 0.045453
1832.4 | 0.042087
1832.5 | 0.047616
1832.6 | 0.050453
1832.7 | 0.051314
1832.8 | 0.056578
1832.9 | 0.062667
1833 | 0.067492
1833.1 | 0.075868
1833.2 | 0.082938
1833.3 | 0.093689
1833.4 | 0.10788
1833.5 | 0.11286
1833.6 | 0.11995
1833.7 | 0.1345
1833.8 | 0.14479
1833.9 | 0.15512
1834 | 0.17244
1834.1 | 0.18983
1834.2 | 0.20085
1834.3 | 0.20937
1834.4 | 0.21975
1834.5 | 0.22525
1834.6 | 0.23641
1834.7 | 0.24059
1834.8 | 0.25337
1834.9 | 0.25707
1835 | 0.25887
1835.1 | 0.25655
1835.2 | 0.26069
1835.3 | 0.25199
1835.4 | 0.23926
1835.5 | 0.22867
1835.6 | 0.21312
1835.7 | 0.19162
1835.8 | 0.17735
1835.9 | 0.16204
1836 | 0.1442
1836.1 | 0.13056
1836.2 | 0.11651
1836.3 | 0.1042
1836.4 | 0.098632
1836.5 | 0.096824
1836.6 | 0.093947
1836.7 | 0.094595
1836.8 | 0.089591
1836.9 | 0.089077
1837 | 0.082795
1837.1 | 0.074857
1837.2 | 0.067125
1837.3 | 0.060942
1837.4 | 0.049592
1837.5 | 0.04584
1837.6 | 0.045543
1837.7 | 0.039885
1837.8 | 0.038906
1837.9 | 0.042712
1838 | 0.043356
1838.1 | 0.046584
1838.2 | 0.052909
1838.3 | 0.06059
1838.4 | 0.067017
1838.5 | 0.068018
1838.6 | 0.063516
1838.7 | 0.064769
1838.8 | 0.056575
1838.9 | 0.047703
1839 | 0.041486
1839.1 | 0.032833
1839.2 | 0.025993
1839.3 | 0.023488
1839.4 | 0.013986
1839.5 | 0.0085937
1839.6 | 0.0065913
1839.7 | 0.0042082
1839.8 | 0.0015143
1839.9 | 0.0060831
1840 | 0.012278
1840.1 | 0.016557
1840.2 | 0.021222
1840.3 | 0.032143
1840.4 | 0.035643
1840.5 | 0.044421
1840.6 | 0.049136
1840.7 | 0.053816
1840.8 | 0.048419
1840.9 | 0.047
1841 | 0.038288
1841.1 | 0.035134
1841.2 | 0.025243
1841.3 | 0.021694
1841.4 | 0.02162
1841.5 | 0.014727
1841.6 | 0.0075234
1841.7 | 0.0059232
1841.8 | 0.0074849
1841.9 | 0.0028115
1842 | 0.0067879
1842.1 | 0.011721
1842.2 | 0.021388
1842.3 | 0.026364
1842.4 | 0.033885
1842.5 | 0.0501
1842.6 | 0.060629
1842.7 | 0.065581
1842.8 | 0.071275
1842.9 | 0.078666
1843 | 0.074015
1843.1 | 0.07652
1843.2 | 0.076871
1843.3 | 0.067945
1843.4 | 0.061747
1843.5 | 0.053545
1843.6 | 0.042231
1843.7 | 0.035508
1843.8 | 0.034965
1843.9 | 0.033052
1844 | 0.036754
1844.1 | 0.014986
1844.2 | 0.015141
1844.3 | 0.017321
1844.4 | 0.017342
1844.5 | 0.015838
1844.6 | 0.018804
1844.7 | 0.0164
1844.8 | 0.014348
1844.9 | 0.015816
1845 | 0.016517
1845.1 | 0.013333
1845.2 | 0.01627
1845.3 | 0.020518
1845.4 | 0.021148
1845.5 | 0.024746
1845.6 | 0.022408
1845.7 | 0.022077
1845.8 | 0.024859
1845.9 | 0.027001
1846 | 0.021453
1846.1 | 0.023747
1846.2 | 0.029696
1846.3 | 0.028446
1846.4 | 0.026085
1846.5 | 0.033518
1846.6 | 0.041016
1846.7 | 0.03997
1846.8 | 0.041205
1846.9 | 0.044795
1847 | 0.041007
1847.1 | 0.036821
1847.2 | 0.040272
1847.3 | 0.047339
1847.4 | 0.060646
1847.5 | 0.078615
1847.6 | 0.10584
1847.7 | 0.12779
1847.8 | 0.14457
1847.9 | 0.15902
1848 | 0.16578
1848.1 | 0.16402
1848.2 | 0.16669
1848.3 | 0.17007
1848.4 | 0.16594
1848.5 | 0.1679
1848.6 | 0.1681
1848.7 | 0.16339
1848.8 | 0.15695
1848.9 | 0.15156
1849 | 0.14413
1849.1 | 0.13811
1849.2 | 0.13449
1849.3 | 0.13354
1849.4 | 0.13225
1849.5 | 0.13437
1849.6 | 0.131
1849.7 | 0.12436
1849.8 | 0.11655
1849.9 | 0.11029
1850 | 0.10237
1850.1 | 0.08938
1850.2 | 0.084979
1850.3 | 0.082412
1850.4 | 0.077341
1850.5 | 0.077365
1850.6 | 0.076696
1850.7 | 0.083323
1850.8 | 0.08233
1850.9 | 0.090841
1851 | 0.10539
1851.1 | 0.11568
1851.2 | 0.1228
1851.3 | 0.13597
1851.4 | 0.15258
1851.5 | 0.15289
1851.6 | 0.15979
1851.7 | 0.16749
1851.8 | 0.1744
1851.9 | 0.17174
1852 | 0.17253
1852.1 | 0.16978
1852.2 | 0.16708
1852.3 | 0.16276
1852.4 | 0.15794
1852.5 | 0.1518
1852.6 | 0.14903
1852.7 | 0.14396
1852.8 | 0.13739
1852.9 | 0.13298
1853 | 0.12572
1853.1 | 0.12286
1853.2 | 0.11613
1853.3 | 0.11309
1853.4 | 0.10895
1853.5 | 0.11121
1853.6 | 0.10095
1853.7 | 0.093095
1853.8 | 0.089986
1853.9 | 0.084524
1854 | 0.080622
1854.1 | 0.090977
1854.2 | 0.099997
1854.3 | 0.10277
1854.4 | 0.10658
1854.5 | 0.11355
1854.6 | 0.11529
1854.7 | 0.12408
1854.8 | 0.13306
1854.9 | 0.14012
1855 | 0.14252
1855.1 | 0.1347
1855.2 | 0.12988
1855.3 | 0.12922
1855.4 | 0.12659
1855.5 | 0.12299
1855.6 | 0.12443
1855.7 | 0.12258
1855.8 | 0.1118
1855.9 | 0.10257
1856 | 0.097132
1856.1 | 0.090144
1856.2 | 0.081209
1856.3 | 0.078578
1856.4 | 0.067987
1856.5 | 0.06305
1856.6 | 0.060694
1856.7 | 0.055857
1856.8 | 0.0553
1856.9 | 0.062599
1857 | 0.057441
1857.1 | 0.055284
1857.2 | 0.054001
1857.3 | 0.049345
1857.4 | 0.049702
1857.5 | 0.050087
1857.6 | 0.055188
1857.7 | 0.05581
1857.8 | 0.060084
1857.9 | 0.061853
1858 | 0.065897
1858.1 | 0.065072
1858.2 | 0.066444
1858.3 | 0.061571
1858.4 | 0.0585
1858.5 | 0.052222
1858.6 | 0.048389
1858.7 | 0.044685
1858.8 | 0.04909
1858.9 | 0.049245
1859 | 0.057997
1859.1 | 0.058038
1859.2 | 0.060571
1859.3 | 0.058039
1859.4 | 0.0548
1859.5 | 0.051605
1859.6 | 0.053708
1859.7 | 0.051444
1859.8 | 0.04748
1859.9 | 0.049792
1860 | 0.041553
1860.1 | 0.037561
1860.2 | 0.041349
1860.3 | 0.042613
1860.4 | 0.06441
1860.5 | 0.086777
1860.6 | 0.11536
1860.7 | 0.13623
1860.8 | 0.16732
1860.9 | 0.17617
1861 | 0.19539
1861.1 | 0.21402
1861.2 | 0.24136
1861.3 | 0.26737
1861.4 | 0.29388
1861.5 | 0.3259
1861.6 | 0.34693
1861.7 | 0.37333
1861.8 | 0.40471
1861.9 | 0.4404
1862 | 0.47815
1862.1 | 0.51793
1862.2 | 0.5553
1862.3 | 0.58111
1862.4 | 0.60518
1862.5 | 0.62113
1862.6 | 0.63705
1862.7 | 0.65318
1862.8 | 0.66904
1862.9 | 0.67984
1863 | 0.68276
1863.1 | 0.69243
1863.2 | 0.6816
1863.3 | 0.68298
1863.4 | 0.69527
1863.5 | 0.71535
1863.6 | 0.73012
1863.7 | 0.75911
1863.8 | 0.77551
1863.9 | 0.79526
1864 | 0.80455
1864.1 | 0.82513
1864.2 | 0.83323
1864.3 | 0.84067
1864.4 | 0.82745
1864.5 | 0.81978
1864.6 | 0.79361
1864.7 | 0.77985
1864.8 | 0.75947
1864.9 | 0.74843
1865 | 0.72735
1865.1 | 0.70543
1865.2 | 0.663
1865.3 | 0.63839
1865.4 | 0.59933
1865.5 | 0.56569
1865.6 | 0.53487
1865.7 | 0.51136
1865.8 | 0.47457
1865.9 | 0.44487
1866 | 0.4108
1866.1 | 0.38207
1866.2 | 0.35471
1866.3 | 0.33314
1866.4 | 0.30701
1866.5 | 0.2935
1866.6 | 0.26905
1866.7 | 0.25522
1866.8 | 0.24521
1866.9 | 0.23386
1867 | 0.21995
1867.1 | 0.21506
1867.2 | 0.21275
1867.3 | 0.20082
1867.4 | 0.19934
1867.5 | 0.19254
1867.6 | 0.18864
1867.7 | 0.18014
1867.8 | 0.17776
1867.9 | 0.18383
1868 | 0.19828
1868.1 | 0.21248
1868.2 | 0.23531
1868.3 | 0.26132
1868.4 | 0.29898
1868.5 | 0.33743
1868.6 | 0.38281
1868.7 | 0.42312
1868.8 | 0.4701
1868.9 | 0.48796
1869 | 0.50419
1869.1 | 0.50705
1869.2 | 0.49806
1869.3 | 0.46852
1869.4 | 0.4432
1869.5 | 0.41201
1869.6 | 0.38161
1869.7 | 0.34886
1869.8 | 0.33134
1869.9 | 0.31316
1870 | 0.29342
1870.1 | 0.2851
1870.2 | 0.28731
1870.3 | 0.28258
1870.4 | 0.27158
1870.5 | 0.26363
1870.6 | 0.24269
1870.7 | 0.2269
1870.8 | 0.22216
1870.9 | 0.21602
1871 | 0.20727
1871.1 | 0.21233
1871.2 | 0.21642
1871.3 | 0.21822
1871.4 | 0.23736
1871.5 | 0.26943
1871.6 | 0.30366
1871.7 | 0.33587
1871.8 | 0.36283
1871.9 | 0.37451
1872 | 0.37376
1872.1 | 0.35697
1872.2 | 0.3286
1872.3 | 0.29972
1872.4 | 0.26711
1872.5 | 0.23363
1872.6 | 0.18929
1872.7 | 0.1552
1872.8 | 0.12185
1872.9 | 0.088225
1873 | 0.066826
1873.1 | 0.061786
1873.2 | 0.061605
1873.3 | 0.063549
1873.4 | 0.081131
1873.5 | 0.10278
1873.6 | 0.12981
1873.7 | 0.15281
1873.8 | 0.17968
1873.9 | 0.19904
1874 | 0.20929
1874.1 | 0.2132
1874.2 | 0.22026
1874.3 | 0.22193
1874.4 | 0.22767
1874.5 | 0.22828
1874.6 | 0.23001
1874.7 | 0.23031
1874.8 | 0.22695
1874.9 | 0.22489
1875 | 0.22432
1875.1 | 0.22538
1875.2 | 0.22375
1875.3 | 0.23113
1875.4 | 0.23177
1875.5 | 0.23858
1875.6 | 0.24183
1875.7 | 0.24969
1875.8 | 0.25309
1875.9 | 0.25971
1876 | 0.25929
1876.1 | 0.26005
1876.2 | 0.24989
1876.3 | 0.23801
1876.4 | 0.2212
1876.5 | 0.21777
1876.6 | 0.19859
1876.7 | 0.1878
1876.8 | 0.18241
1876.9 | 0.18651
1877 | 0.19346
1877.1 | 0.22374
1877.2 | 0.25287
1877.3 | 0.28438
1877.4 | 0.31302
1877.5 | 0.33595
1877.6 | 0.35231
1877.7 | 0.37825
1877.8 | 0.40414
1877.9 | 0.42607
1878 | 0.45532
1878.1 | 0.48668
1878.2 | 0.51702
1878.3 | 0.55445
1878.4 | 0.59811
1878.5 | 0.64682
1878.6 | 0.69723
1878.7 | 0.75208
1878.8 | 0.81514
1878.9 | 0.89702
1879 | 0.95442
1879.1 | 1.0251
1879.2 | 1.076
1879.3 | 1.1094
1879.4 | 1.1274
1879.5 | 1.1437
1879.6 | 1.1336
1879.7 | 1.1265
1879.8 | 1.1128
1879.9 | 1.0722
1880 | 1.0071
1880.1 | 0.95087
1880.2 | 0.89377
1880.3 | 0.83526
1880.4 | 0.76995
1880.5 | 0.72968
1880.6 | 0.69139
1880.7 | 0.65322
1880.8 | 0.61789
1880.9 | 0.59537
1881 | 0.56962
1881.1 | 0.54303
1881.2 | 0.52077
1881.3 | 0.50337
1881.4 | 0.49009
1881.5 | 0.47701
1881.6 | 0.4639
1881.7 | 0.45539
1881.8 | 0.44855
1881.9 | 0.44974
1882 | 0.45165
1882.1 | 0.46562
1882.2 | 0.47617
1882.3 | 0.48383
1882.4 | 0.49143
1882.5 | 0.51261
1882.6 | 0.52759
1882.7 | 0.54822
1882.8 | 0.56659
1882.9 | 0.58262
1883 | 0.59698
1883.1 | 0.60608
1883.2 | 0.61483
1883.3 | 0.61407
1883.4 | 0.61417
1883.5 | 0.60436
1883.6 | 0.59137
1883.7 | 0.55917
1883.8 | 0.54507
1883.9 | 0.52019
1884 | 0.49221
1884.1 | 0.45537
1884.2 | 0.43403
1884.3 | 0.40532
1884.4 | 0.37462
1884.5 | 0.34505
1884.6 | 0.33433
1884.7 | 0.31767
1884.8 | 0.30162
1884.9 | 0.29949
1885 | 0.30067
1885.1 | 0.2953
1885.2 | 0.29158
1885.3 | 0.29913
1885.4 | 0.30852
1885.5 | 0.31318
1885.6 | 0.3214
1885.7 | 0.33945
1885.8 | 0.3465
1885.9 | 0.35064
1886 | 0.36286
1886.1 | 0.37077
1886.2 | 0.37439
1886.3 | 0.38736
1886.4 | 0.39563
1886.5 | 0.40167
1886.6 | 0.41092
1886.7 | 0.42102
1886.8 | 0.41592
1886.9 | 0.4118
1887 | 0.41113
1887.1 | 0.40602
1887.2 | 0.3976
1887.3 | 0.3922
1887.4 | 0.38416
1887.5 | 0.37119
1887.6 | 0.35883
1887.7 | 0.34114
1887.8 | 0.33077
1887.9 | 0.32216
1888 | 0.31148
1888.1 | 0.3068
1888.2 | 0.30847
1888.3 | 0.29867
1888.4 | 0.29205
1888.5 | 0.28559
1888.6 | 0.28189
1888.7 | 0.27216
1888.8 | 0.26489
1888.9 | 0.26014
1889 | 0.25622
1889.1 | 0.25152
1889.2 | 0.25334
1889.3 | 0.26027
1889.4 | 0.26595
1889.5 | 0.27392
1889.6 | 0.28298
1889.7 | 0.29186
1889.8 | 0.2957
1889.9 | 0.29343
1890 | 0.29612
1890.1 | 0.28633
1890.2 | 0.2794
1890.3 | 0.27934
1890.4 | 0.27254
1890.5 | 0.2576
1890.6 | 0.24075
1890.7 | 0.22165
1890.8 | 0.19199
1890.9 | 0.17476
1891 | 0.1598
1891.1 | 0.15854
1891.2 | 0.14707
1891.3 | 0.14401
1891.4 | 0.14306
1891.5 | 0.13919
1891.6 | 0.12968
1891.7 | 0.13541
1891.8 | 0.14119
1891.9 | 0.14492
1892 | 0.14505
1892.1 | 0.14796
1892.2 | 0.14293
1892.3 | 0.1336
1892.4 | 0.11904
1892.5 | 0.10532
1892.6 | 0.092642
1892.7 | 0.084127
1892.8 | 0.083933
1892.9 | 0.085334
1893 | 0.098788
1893.1 | 0.10898
1893.2 | 0.11623
1893.3 | 0.12643
1893.4 | 0.13889
1893.5 | 0.14297
1893.6 | 0.14965
1893.7 | 0.15569
1893.8 | 0.15525
1893.9 | 0.15979
1894 | 0.1601
1894.1 | 0.16499
1894.2 | 0.16663
1894.3 | 0.16536
1894.4 | 0.16237
1894.5 | 0.15916
1894.6 | 0.14981
1894.7 | 0.14332
1894.8 | 0.13975
1894.9 | 0.1273
1895 | 0.12041
1895.1 | 0.10951
1895.2 | 0.10092
1895.3 | 0.089224
1895.4 | 0.082203
1895.5 | 0.076484
1895.6 | 0.073873
1895.7 | 0.070088
1895.8 | 0.067578
1895.9 | 0.069653
1896 | 0.066802
1896.1 | 0.056969
1896.2 | 0.051403
1896.3 | 0.048243
1896.4 | 0.042221
1896.5 | 0.035974
1896.6 | 0.036682
1896.7 | 0.038294
1896.8 | 0.041127
1896.9 | 0.040152
1897 | 0.047494
1897.1 | 0.057079
1897.2 | 0.060011
1897.3 | 0.062402
1897.4 | 0.068022
1897.5 | 0.076386
1897.6 | 0.076087
1897.7 | 0.085553
1897.8 | 0.092071
1897.9 | 0.094126
1898 | 0.093714
1898.1 | 0.095251
1898.2 | 0.0839
1898.3 | 0.084598
1898.4 | 0.08396
1898.5 | 0.078649
1898.6 | 0.077727
1898.7 | 0.082955
1898.8 | 0.085235
1898.9 | 0.084703
1899 | 0.096061
1899.1 | 0.11125
1899.2 | 0.12102
1899.3 | 0.13384
1899.4 | 0.15453
1899.5 | 0.16763
1899.6 | 0.18213
1899.7 | 0.20469
1899.8 | 0.2198
1899.9 | 0.23771
1900 | 0.24814
1900.1 | 0.26125
1900.2 | 0.26448
1900.3 | 0.27213
1900.4 | 0.27731
1900.5 | 0.28521
1900.6 | 0.29049
1900.7 | 0.29759
1900.8 | 0.29744
1900.9 | 0.30162
1901 | 0.30103
1901.1 | 0.28642
1901.2 | 0.27775
1901.3 | 0.27462
1901.4 | 0.26039
1901.5 | 0.24469
1901.6 | 0.23735
1901.7 | 0.22755
1901.8 | 0.20286
1901.9 | 0.18328
1902 | 0.17646
1902.1 | 0.1606
1902.2 | 0.14515
1902.3 | 0.14157
1902.4 | 0.13709
1902.5 | 0.1269
1902.6 | 0.13207
1902.7 | 0.14143
1902.8 | 0.1474
1902.9 | 0.15904
1903 | 0.17461
1903.1 | 0.19175
1903.2 | 0.20394
1903.3 | 0.21725
1903.4 | 0.22645
1903.5 | 0.23305
1903.6 | 0.2353
1903.7 | 0.23387
1903.8 | 0.24
1903.9 | 0.24303
1904 | 0.24843
1904.1 | 0.25432
1904.2 | 0.27119
1904.3 | 0.27975
1904.4 | 0.29909
1904.5 | 0.32106
1904.6 | 0.33516
1904.7 | 0.35976
1904.8 | 0.39075
1904.9 | 0.43402
1905 | 0.4698
1905.1 | 0.52565
1905.2 | 0.59507
1905.3 | 0.66402
1905.4 | 0.72556
1905.5 | 0.7989
1905.6 | 0.86211
1905.7 | 0.90823
1905.8 | 0.94428
1905.9 | 0.97358
1906 | 1.0003
1906.1 | 1.0251
1906.2 | 1.0343
1906.3 | 1.0559
1906.4 | 1.0789
1906.5 | 1.1082
1906.6 | 1.1374
1906.7 | 1.1716
1906.8 | 1.2036
1906.9 | 1.2321
1907 | 1.2405
1907.1 | 1.2548
1907.2 | 1.2579
1907.3 | 1.2586
1907.4 | 1.2459
1907.5 | 1.2279
1907.6 | 1.2187
1907.7 | 1.1885
1907.8 | 1.1592
1907.9 | 1.1333
1908 | 1.0994
1908.1 | 1.0567
1908.2 | 1.0294
1908.3 | 0.99381
1908.4 | 0.95777
1908.5 | 0.94434
1908.6 | 0.92439
1908.7 | 0.91468
1908.8 | 0.89843
1908.9 | 0.8931
1909 | 0.87012
1909.1 | 0.84587
1909.2 | 0.80978
1909.3 | 0.78916
1909.4 | 0.75742
1909.5 | 0.72809
1909.6 | 0.7051
1909.7 | 0.67828
1909.8 | 0.64235
1909.9 | 0.60388
1910 | 0.57304
1910.1 | 0.54019
1910.2 | 0.50952
1910.3 | 0.49046
1910.4 | 0.48053
1910.5 | 0.46338
1910.6 | 0.45669
1910.7 | 0.44365
1910.8 | 0.43246
1910.9 | 0.42333
1911 | 0.41471
1911.1 | 0.40543
1911.2 | 0.40121
1911.3 | 0.40587
1911.4 | 0.41116
1911.5 | 0.4213
1911.6 | 0.42648
1911.7 | 0.43392
1911.8 | 0.43237
1911.9 | 0.43138
1912 | 0.43393
1912.1 | 0.43506
1912.2 | 0.43089
1912.3 | 0.42822
1912.4 | 0.42543
1912.5 | 0.42236
1912.6 | 0.42175
1912.7 | 0.43153
1912.8 | 0.43696
1912.9 | 0.44611
1913 | 0.45474
1913.1 | 0.47317
1913.2 | 0.48724
1913.3 | 0.49673
1913.4 | 0.50942
1913.5 | 0.53021
1913.6 | 0.53606
1913.7 | 0.55522
1913.8 | 0.57931
1913.9 | 0.59354
1914 | 0.60837
1914.1 | 0.61515
1914.2 | 0.6039
1914.3 | 0.59376
1914.4 | 0.57657
1914.5 | 0.54529
1914.6 | 0.519
1914.7 | 0.49153
1914.8 | 0.46104
1914.9 | 0.42407
1915 | 0.39537
1915.1 | 0.35143
1915.2 | 0.31936
1915.3 | 0.2847
1915.4 | 0.25315
1915.5 | 0.23054
1915.6 | 0.22009
1915.7 | 0.2076
1915.8 | 0.19229
1915.9 | 0.18267
1916 | 0.16944
1916.1 | 0.16315
1916.2 | 0.15529
1916.3 | 0.16116
1916.4 | 0.17252
1916.5 | 0.1745
1916.6 | 0.17652
1916.7 | 0.18597
1916.8 | 0.19338
1916.9 | 0.19477
1917 | 0.21174
1917.1 | 0.22536
1917.2 | 0.23841
1917.3 | 0.24585
1917.4 | 0.25833
1917.5 | 0.26137
1917.6 | 0.26055
1917.7 | 0.27025
1917.8 | 0.28292
1917.9 | 0.298
1918 | 0.31182
1918.1 | 0.34433
1918.2 | 0.3664
1918.3 | 0.39
1918.4 | 0.41282
1918.5 | 0.44332
1918.6 | 0.47206
1918.7 | 0.48935
1918.8 | 0.5062
1918.9 | 0.52678
1919 | 0.53893
1919.1 | 0.53253
1919.2 | 0.54264
1919.3 | 0.54459
1919.4 | 0.54159
1919.5 | 0.55555
1919.6 | 0.56341
1919.7 | 0.56422
1919.8 | 0.56497
1919.9 | 0.5547
1920 | 0.53485
1920.1 | 0.52597
1920.2 | 0.51155
1920.3 | 0.48704
1920.4 | 0.48439
1920.5 | 0.46835
1920.6 | 0.45452
1920.7 | 0.44084
1920.8 | 0.44121
1920.9 | 0.42136
1921 | 0.41538
1921.1 | 0.40533
1921.2 | 0.38379
1921.3 | 0.37267
1921.4 | 0.36236
1921.5 | 0.34598
1921.6 | 0.32291
1921.7 | 0.31002
1921.8 | 0.28501
1921.9 | 0.26454
1922 | 0.24491
1922.1 | 0.23007
1922.2 | 0.22009
1922.3 | 0.21373
1922.4 | 0.20897
1922.5 | 0.20049
1922.6 | 0.19849
1922.7 | 0.19086
1922.8 | 0.18937
1922.9 | 0.17945
1923 | 0.18758
1923.1 | 0.18723
1923.2 | 0.19089
1923.3 | 0.18184
1923.4 | 0.18268
1923.5 | 0.17929
1923.6 | 0.18045
1923.7 | 0.18115
1923.8 | 0.1903
1923.9 | 0.19806
1924 | 0.19801
1924.1 | 0.20989
1924.2 | 0.21908
1924.3 | 0.23573
1924.4 | 0.26167
1924.5 | 0.28624
1924.6 | 0.2977
1924.7 | 0.32332
1924.8 | 0.33845
1924.9 | 0.3475
1925 | 0.35921
1925.1 | 0.36811
1925.2 | 0.37186
1925.3 | 0.38174
1925.4 | 0.38732
1925.5 | 0.38604
1925.6 | 0.39018
1925.7 | 0.39347
1925.8 | 0.39082
1925.9 | 0.3881
1926 | 0.38733
1926.1 | 0.38034
1926.2 | 0.37134
1926.3 | 0.36898
1926.4 | 0.35803
1926.5 | 0.35169
1926.6 | 0.35206
1926.7 | 0.35122
1926.8 | 0.34639
1926.9 | 0.35233
1927 | 0.35641
1927.1 | 0.3727
1927.2 | 0.39185
1927.3 | 0.41091
1927.4 | 0.42875
1927.5 | 0.45284
1927.6 | 0.47687
1927.7 | 0.49622
1927.8 | 0.51542
1927.9 | 0.54343
1928 | 0.56193
1928.1 | 0.56475
1928.2 | 0.5692
1928.3 | 0.57685
1928.4 | 0.57508
1928.5 | 0.56361
1928.6 | 0.5627
1928.7 | 0.55566
1928.8 | 0.54294
1928.9 | 0.52395
1929 | 0.51702
1929.1 | 0.49415
1929.2 | 0.46551
1929.3 | 0.44837
1929.4 | 0.42408
1929.5 | 0.39294
1929.6 | 0.37209
1929.7 | 0.36121
1929.8 | 0.33384
1929.9 | 0.32525
1930 | 0.31968
1930.1 | 0.30722
1930.2 | 0.29709
1930.3 | 0.29773
1930.4 | 0.29358
1930.5 | 0.29366
1930.6 | 0.2992
1930.7 | 0.30663
1930.8 | 0.32112
1930.9 | 0.33888
1931 | 0.3637
1931.1 | 0.38934
1931.2 | 0.41784
1931.3 | 0.45025
1931.4 | 0.47934
1931.5 | 0.50579
1931.6 | 0.53875
1931.7 | 0.58058
1931.8 | 0.60251
1931.9 | 0.62941
1932 | 0.65106
1932.1 | 0.6675
1932.2 | 0.67291
1932.3 | 0.6865
1932.4 | 0.68566
1932.5 | 0.68752
1932.6 | 0.67677
1932.7 | 0.65178
1932.8 | 0.61842
1932.9 | 0.5826
1933 | 0.5424
1933.1 | 0.49944
1933.2 | 0.46439
1933.3 | 0.41895
1933.4 | 0.38537
1933.5 | 0.35166
1933.6 | 0.32757
1933.7 | 0.29628
1933.8 | 0.27645
1933.9 | 0.26459
1934 | 0.23619
1934.1 | 0.21517
1934.2 | 0.20307
1934.3 | 0.18988
1934.4 | 0.17355
1934.5 | 0.17426
1934.6 | 0.17142
1934.7 | 0.16981
1934.8 | 0.1722
1934.9 | 0.1657
1935 | 0.16687
1935.1 | 0.16529
1935.2 | 0.16549
1935.3 | 0.16526
1935.4 | 0.17191
1935.5 | 0.17977
1935.6 | 0.1871
1935.7 | 0.19598
1935.8 | 0.21252
1935.9 | 0.22979
1936 | 0.23807
1936.1 | 0.25674
1936.2 | 0.26853
1936.3 | 0.27327
1936.4 | 0.27733
1936.5 | 0.29167
1936.6 | 0.2928
1936.7 | 0.29158
1936.8 | 0.30357
1936.9 | 0.30532
1937 | 0.2999
1937.1 | 0.29627
1937.2 | 0.29358
1937.3 | 0.27764
1937.4 | 0.26426
1937.5 | 0.24738
1937.6 | 0.23447
1937.7 | 0.22626
1937.8 | 0.21589
1937.9 | 0.21232
1938 | 0.20669
1938.1 | 0.20284
1938.2 | 0.20048
1938.3 | 0.2073
1938.4 | 0.20558
1938.5 | 0.22008
1938.6 | 0.23221
1938.7 | 0.24676
1938.8 | 0.24812
1938.9 | 0.26728
1939 | 0.27876
1939.1 | 0.29179
1939.2 | 0.30164
1939.3 | 0.32426
1939.4 | 0.33399
1939.5 | 0.33837
1939.6 | 0.34956
1939.7 | 0.36364
1939.8 | 0.36818
1939.9 | 0.37289
1940 | 0.38374
1940.1 | 0.38472
1940.2 | 0.37842
1940.3 | 0.37111
1940.4 | 0.36709
1940.5 | 0.35055
1940.6 | 0.33431
1940.7 | 0.31988
1940.8 | 0.30407
1940.9 | 0.28501
1941 | 0.26854
1941.1 | 0.25232
1941.2 | 0.23808
1941.3 | 0.22385
1941.4 | 0.20975
1941.5 | 0.19747
1941.6 | 0.18762
1941.7 | 0.173
1941.8 | 0.16361
1941.9 | 0.15743
1942 | 0.15728
1942.1 | 0.15246
1942.2 | 0.15506
1942.3 | 0.15798
1942.4 | 0.16294
1942.5 | 0.16172
1942.6 | 0.16476
1942.7 | 0.16443
1942.8 | 0.16652
1942.9 | 0.16304
1943 | 0.16755
1943.1 | 0.16673
1943.2 | 0.1715
1943.3 | 0.17447
1943.4 | 0.17471
1943.5 | 0.17017
1943.6 | 0.16826
1943.7 | 0.1554
1943.8 | 0.14801
1943.9 | 0.13681
1944 | 0.12884
1944.1 | 0.12527
1944.2 | 0.12943
1944.3 | 0.12171
1944.4 | 0.12152
1944.5 | 0.12134
1944.6 | 0.11711
1944.7 | 0.11409
1944.8 | 0.10974
1944.9 | 0.11403
1945 | 0.11126
1945.1 | 0.11294
1945.2 | 0.11007
1945.3 | 0.12366
1945.4 | 0.12371
1945.5 | 0.13538
1945.6 | 0.14727
1945.7 | 0.16544
1945.8 | 0.17192
1945.9 | 0.19048
1946 | 0.19575
1946.1 | 0.19406
1946.2 | 0.19731
1946.3 | 0.19529
1946.4 | 0.20023
1946.5 | 0.20615
1946.6 | 0.21991
1946.7 | 0.22153
1946.8 | 0.22369
1946.9 | 0.21275
1947 | 0.20793
1947.1 | 0.20235
1947.2 | 0.19931
1947.3 | 0.19871
1947.4 | 0.19545
1947.5 | 0.19169
1947.6 | 0.1778
1947.7 | 0.16041
1947.8 | 0.14383
1947.9 | 0.1329
1948 | 0.12032
1948.1 | 0.11205
1948.2 | 0.10449
1948.3 | 0.09985
1948.4 | 0.093028
1948.5 | 0.081726
1948.6 | 0.070291
1948.7 | 0.067988
1948.8 | 0.060868
1948.9 | 0.049949
1949 | 0.04766
1949.1 | 0.048229
1949.2 | 0.039966
1949.3 | 0.037835
1949.4 | 0.039118
1949.5 | 0.038982
1949.6 | 0.034813
1949.7 | 0.034298
1949.8 | 0.031747
1949.9 | 0.028
1950 | 0.044805
1950.1 | 0.042271
1950.2 | 0.041479
1950.3 | 0.038652
1950.4 | 0.038895
1950.5 | 0.039694
1950.6 | 0.038394
1950.7 | 0.035601
1950.8 | 0.033934
1950.9 | 0.033057
1951 | 0.028849
1951.1 | 0.031873
1951.2 | 0.024799
1951.3 | 0.022193
1951.4 | 0.023665
1951.5 | 0.025818
1951.6 | 0.02624
1951.7 | 0.026953
1951.8 | 0.030434
1951.9 | 0.026327
1952 | 0.022322
1952.1 | 0.019452
1952.2 | 0.017328
1952.3 | 0.016874
1952.4 | 0.015757
1952.5 | 0.017839
1952.6 | 0.012287
1952.7 | 0.01644
1952.8 | 0.01495
1952.9 | 0.014886
1953 | 0.011602
1953.1 | 0.016907
1953.2 | 0.010321
1953.3 | 0.0094811
1953.4 | 0.016486
1953.5 | 0.016825
1953.6 | 0.014469
1953.7 | 0.020844
1953.8 | 0.018667
1953.9 | 0.010483
1954 | 0.012175
1954.1 | 0.015911
1954.2 | 0.016575
1954.3 | 0.024164
1954.4 | 0.028597
1954.5 | 0.027366
1954.6 | 0.028014
1954.7 | 0.033844
1954.8 | 0.027597
1954.9 | 0.030384
1955 | 0.034235
1955.1 | 0.028136
1955.2 | 0.01805
1955.3 | 0.02105
1955.4 | 0.013871
1955.5 | 0.015335
1955.6 | 0.020559
1955.7 | 0.02047
1955.8 | 0.023261
1955.9 | 0.021861
1956 | 0.017311
1956.1 | 0.01534
1956.2 | 0.021608
1956.3 | 0.023883
1956.4 | 0.026018
1956.5 | 0.022857
1956.6 | 0.023102
1956.7 | 0.02214
1956.8 | 0.016894
1956.9 | 0.020127
1957 | 0.022996
1957.1 | 0.019397
1957.2 | 0.020171
1957.3 | 0.016593
1957.4 | 0.014757
1957.5 | 0.016641
1957.6 | 0.022867
1957.7 | 0.019921
1957.8 | 0.019704
1957.9 | 0.018925
1958 | 0.017415
1958.1 | 0.015397
1958.2 | 0.023786
1958.3 | 0.028683
1958.4 | 0.032959
1958.5 | 0.039978
1958.6 | 0.041044
1958.7 | 0.039126
1958.8 | 0.041763
1958.9 | 0.042807
1959 | 0.03923
1959.1 | 0.040201
1959.2 | 0.039012
1959.3 | 0.040587
1959.4 | 0.04113
1959.5 | 0.043376
1959.6 | 0.044085
1959.7 | 0.042542
1959.8 | 0.042061
1959.9 | 0.04447
1960 | 0.042815
1960.1 | 0.051071
1960.2 | 0.052821
1960.3 | 0.052757
1960.4 | 0.054487
1960.5 | 0.056756
1960.6 | 0.054107
1960.7 | 0.045827
1960.8 | 0.050127
1960.9 | 0.048786
1961 | 0.052127
1961.1 | 0.051734
1961.2 | 0.059658
1961.3 | 0.054324
1961.4 | 0.056408
1961.5 | 0.054038
1961.6 | 0.046982
1961.7 | 0.046744
1961.8 | 0.043834
1961.9 | 0.037371
1962 | 0.031384
1962.1 | 0.036617
1962.2 | 0.04389
1962.3 | 0.052498
1962.4 | 0.05928
1962.5 | 0.065869
1962.6 | 0.060097
1962.7 | 0.053887
1962.8 | 0.048192
1962.9 | 0.04553
1963 | 0.041202
1963.1 | 0.041413
1963.2 | 0.043547
1963.3 | 0.046128
1963.4 | 0.045645
1963.5 | 0.050796
1963.6 | 0.052232
1963.7 | 0.052202
1963.8 | 0.04764
1963.9 | 0.043847
1964 | 0.041321
1964.1 | 0.045027
1964.2 | 0.042239
1964.3 | 0.045573
1964.4 | 0.050397
1964.5 | 0.054659
1964.6 | 0.05752
1964.7 | 0.068899
1964.8 | 0.071996
1964.9 | 0.072954
1965 | 0.070976
1965.1 | 0.073819
1965.2 | 0.063777
1965.3 | 0.065796
1965.4 | 0.074405
1965.5 | 0.080327
1965.6 | 0.087808
1965.7 | 0.1001
1965.8 | 0.10757
1965.9 | 0.10811
1966 | 0.1164
1966.1 | 0.11984
1966.2 | 0.12516
1966.3 | 0.13025
1966.4 | 0.14044
1966.5 | 0.14044
1966.6 | 0.14324
1966.7 | 0.14653
1966.8 | 0.14557
1966.9 | 0.14203
1967 | 0.14313
1967.1 | 0.13521
1967.2 | 0.13457
1967.3 | 0.12964
1967.4 | 0.13309
1967.5 | 0.136
1967.6 | 0.14274
1967.7 | 0.13697
1967.8 | 0.1458
1967.9 | 0.1365
1968 | 0.13505
1968.1 | 0.12808
1968.2 | 0.12529
1968.3 | 0.12266
1968.4 | 0.12261
1968.5 | 0.11962
1968.6 | 0.12435
1968.7 | 0.12458
1968.8 | 0.1206
1968.9 | 0.12004
1969 | 0.12158
1969.1 | 0.11601
1969.2 | 0.11243
1969.3 | 0.10542
1969.4 | 0.099585
1969.5 | 0.079741
1969.6 | 0.073778
1969.7 | 0.074928
1969.8 | 0.064636
1969.9 | 0.061279
1970 | 0.061694
1970.1 | 0.062599
1970.2 | 0.048929
1970.3 | 0.049419
1970.4 | 0.044904
1970.5 | 0.052374
1970.6 | 0.046893
1970.7 | 0.049702
1970.8 | 0.049149
1970.9 | 0.050926
1971 | 0.048421
1971.1 | 0.044101
1971.2 | 0.045154
1971.3 | 0.050806
1971.4 | 0.055063
1971.5 | 0.057619
1971.6 | 0.066579
1971.7 | 0.071029
1971.8 | 0.066992
1971.9 | 0.064918
1972 | 0.062456
1972.1 | 0.059933
1972.2 | 0.061602
1972.3 | 0.074096
1972.4 | 0.080854
1972.5 | 0.09459
1972.6 | 0.10772
1972.7 | 0.12126
1972.8 | 0.13048
1972.9 | 0.14576
1973 | 0.15301
1973.1 | 0.16373
1973.2 | 0.1758
1973.3 | 0.18526
1973.4 | 0.19037
1973.5 | 0.19893
1973.6 | 0.19654
1973.7 | 0.18968
1973.8 | 0.1854
1973.9 | 0.17924
1974 | 0.16962
1974.1 | 0.16655
1974.2 | 0.16481
1974.3 | 0.15531
1974.4 | 0.15011
1974.5 | 0.14949
1974.6 | 0.14302
1974.7 | 0.12948
1974.8 | 0.12177
1974.9 | 0.1116
1975 | 0.091631
1975.1 | 0.082072
1975.2 | 0.072105
1975.3 | 0.064622
1975.4 | 0.054465
1975.5 | 0.058504
1975.6 | 0.051426
1975.7 | 0.05193
1975.8 | 0.051715
1975.9 | 0.051069
1976 | 0.045827
1976.1 | 0.042441
1976.2 | 0.044939
1976.3 | 0.040429
1976.4 | 0.038117
1976.5 | 0.033568
1976.6 | 0.037027
1976.7 | 0.024244
1976.8 | 0.02293
1976.9 | 0.020017
1977 | 0.024163
1977.1 | 0.021909
1977.2 | 0.030444
1977.3 | 0.027
1977.4 | 0.029797
1977.5 | 0.024079
1977.6 | 0.024579
1977.7 | 0.020694
1977.8 | 0.022507
1977.9 | 0.018449
1978 | 0.02113
1978.1 | 0.020311
1978.2 | 0.022379
1978.3 | 0.022301
1978.4 | 0.022015
1978.5 | 0.017792
1978.6 | 0.016796
1978.7 | 0.014444
1978.8 | 0.012891
1978.9 | 0.013207
1979 | 0.012013
1979.1 | 0.010159
1979.2 | 0.0064102
1979.3 | 0.015846
1979.4 | 0.018257
1979.5 | 0.019046
1979.6 | 0.013643
1979.7 | 0.022514
1979.8 | 0.014979
1979.9 | 0.019983
1980 | 0.024333
1980.1 | 0.026321
1980.2 | 0.02059
1980.3 | 0.018525
1980.4 | 0.014067
1980.5 | 0.012652
1980.6 | 0.014039
1980.7 | 0.020348
1980.8 | 0.024324
1980.9 | 0.024521
1981 | 0.030661
1981.1 | 0.033472
1981.2 | 0.026126
1981.3 | 0.022838
1981.4 | 0.020239
1981.5 | 0.014423
1981.6 | 0.010535
1981.7 | 0.01195
1981.8 | 0.0080342
1981.9 | 0.012484
1982 | 0.0073867
1982.1 | 0.0081835
1982.2 | 0.010358
1982.3 | 0.01879
1982.4 | 0.019145
1982.5 | 0.018732
1982.6 | 0.026338
1982.7 | 0.030554
1982.8 | 0.029873
1982.9 | 0.03029
1983 | 0.035839
1983.1 | 0.032294
1983.2 | 0.026123
1983.3 | 0.020612
1983.4 | 0.019018
1983.5 | 0.014538
1983.6 | 0.013322
1983.7 | 0.011851
1983.8 | 0.017996
1983.9 | 0.012364
1984 | 0.017081
1984.1 | 0.012539
1984.2 | 0.017377
1984.3 | 0.01192
1984.4 | 0.010762
1984.5 | 0.012989
1984.6 | 0.020545
1984.7 | 0.017959
1984.8 | 0.020448
1984.9 | 0.021135
1985 | 0.017734
1985.1 | 0.013203
1985.2 | 0.016756
1985.3 | 0.020108
1985.4 | 0.027068
1985.5 | 0.028303
1985.6 | 0.031879
1985.7 | 0.023145
1985.8 | 0.017717
1985.9 | 0.019933
1986 | 0.011959
1986.1 | 0.0012891
1986.2 | 0.00692
1986.3 | 0.0070161
1986.4 | 0.0059793
1986.5 | 0.016087
1986.6 | 0.027274
1986.7 | 0.025482
1986.8 | 0.027399
1986.9 | 0.02602
1987 | 0.016253
1987.1 | 0.015954
1987.2 | 0.0086852
1987.3 | 0.011373
1987.4 | 0.0080721
1987.5 | 0.013728
1987.6 | 0.011806
1987.7 | 0.015882
1987.8 | 0.013581
1987.9 | 0.015116
1988 | 0.015422
1988.1 | 0.0087889
1988.2 | 0.016527
1988.3 | 0.01474
1988.4 | 0.013767
1988.5 | 0.010875
1988.6 | 0.024125
1988.7 | 0.018357
1988.8 | 0.026124
1988.9 | 0.029612
1989 | 0.029722
1989.1 | 0.022518
1989.2 | 0.020781
1989.3 | 0.016509
1989.4 | 0.017335
1989.5 | 0.019555
1989.6 | 0.024131
1989.7 | 0.02855
1989.8 | 0.031147
1989.9 | 0.0245
1990 | 0.023467
1990.1 | 0.017156
1990.2 | 0.016049
1990.3 | 0.011022
1990.4 | 0.0085065
1990.5 | 0.013933
1990.6 | 0.017332
1990.7 | 0.021407
1990.8 | 0.026371
1990.9 | 0.035761
1991 | 0.034044
1991.1 | 0.028385
1991.2 | 0.020435
1991.3 | 0.014711
1991.4 | 0.012999
1991.5 | 0.01067
1991.6 | 0.011638
1991.7 | 0.0096571
1991.8 | 0.0053592
1991.9 | 0.014711
1992 | 0.0023496
1992.1 | 0.0066925
1992.2 | 0.011845
1992.3 | 0.015761
1992.4 | 0.014479
1992.5 | 0.014153
1992.6 | 0.012377
1992.7 | 0.013395
1992.8 | 0.018376
1992.9 | 0.023827
1993 | 0.022486
1993.1 | 0.021006
1993.2 | 0.022038
1993.3 | 0.016852
1993.4 | 0.011116
1993.5 | 0.011576
1993.6 | 0.011752
1993.7 | 0.0056173
1993.8 | 0.01382
1993.9 | 0.020814
1994 | 0.020386
1994.1 | 0.017096
1994.2 | 0.025636
1994.3 | 0.016098
1994.4 | 0.018586
1994.5 | 0.016516
1994.6 | 0.022131
1994.7 | 0.013264
1994.8 | 0.0090808
1994.9 | 0.0081836
1995 | 0.0097848
1995.1 | 0.0075832
1995.2 | 0.017405
1995.3 | 0.020584
1995.4 | 0.016554
1995.5 | 0.021743
1995.6 | 0.026611
1995.7 | 0.020856
1995.8 | 0.025602
1995.9 | 0.024071
1996 | 0.019883
1996.1 | 0.017586
1996.2 | 0.016351
1996.3 | 0.020063
1996.4 | 0.019891
1996.5 | 0.019963
1996.6 | 0.026591
1996.7 | 0.033982
1996.8 | 0.030138
1996.9 | 0.028404
1997 | 0.026333
1997.1 | 0.015157
1997.2 | 0.01077
1997.3 | 0.005404
1997.4 | 0.013238
1997.5 | 0.014547
1997.6 | 0.021014
1997.7 | 0.022379
1997.8 | 0.021048
1997.9 | 0.015806
1998 | 0.014003
1998.1 | 0.01003
1998.2 | 0.011192
1998.3 | 0.017741
1998.4 | 0.014187
1998.5 | 0.016095
1998.6 | 0.017682
1998.7 | 0.012827
1998.8 | 0.015528
1998.9 | 0.017196
1999 | 0.016382
1999.1 | 0.01495
1999.2 | 0.018262
1999.3 | 0.017137
1999.4 | 0.015962
1999.5 | 0.015548
1999.6 | 0.024235
1999.7 | 0.020551
1999.8 | 0.021051
1999.9 | 0.021787
2000 | 0.020599
2000.1 | 0.0082743
2000.2 | 0.0094164
2000.3 | 0.012347
2000.4 | 0.021754
2000.5 | 0.030725
2000.6 | 0.037517
2000.7 | 0.037061
2000.8 | 0.034263
2000.9 | 0.026628
2001 | 0.019072
2001.1 | 0.014925
2001.2 | 0.019229
2001.3 | 0.016666
2001.4 | 0.022365
2001.5 | 0.028949
2001.6 | 0.031885
2001.7 | 0.030071
2001.8 | 0.033184
2001.9 | 0.031547
2002 | 0.028625
2002.1 | 0.030777
2002.2 | 0.027799
2002.3 | 0.033116
2002.4 | 0.021471
2002.5 | 0.017064
2002.6 | 0.020488
2002.7 | 0.028426
2002.8 | 0.015811
2002.9 | 0.027644
2003 | 0.030386
2003.1 | 0.027654
2003.2 | 0.02505
2003.3 | 0.032807
2003.4 | 0.032641
2003.5 | 0.033144
2003.6 | 0.036621
2003.7 | 0.03484
2003.8 | 0.034768
2003.9 | 0.037613
2004 | 0.040013
2004.1 | 0.033366
2004.2 | 0.035459
2004.3 | 0.040832
2004.4 | 0.040063
2004.5 | 0.030644
2004.6 | 0.034675
2004.7 | 0.032337
2004.8 | 0.02366
2004.9 | 0.028722
2005 | 0.041875
2005.1 | 0.046225
2005.2 | 0.047955
2005.3 | 0.051504
2005.4 | 0.044619
2005.5 | 0.036511
2005.6 | 0.03191
2005.7 | 0.037751
2005.8 | 0.038494
2005.9 | 0.044071
2006 | 0.044382
2006.1 | 0.043649
2006.2 | 0.040338
2006.3 | 0.039802
2006.4 | 0.040779
2006.5 | 0.043402
2006.6 | 0.04152
2006.7 | 0.040809
2006.8 | 0.042759
2006.9 | 0.0364
2007 | 0.037583
2007.1 | 0.04803
2007.2 | 0.051651
2007.3 | 0.050067
2007.4 | 0.050188
2007.5 | 0.045755
2007.6 | 0.035261
2007.7 | 0.03365
2007.8 | 0.03896
2007.9 | 0.038883
2008 | 0.042867
2008.1 | 0.045907
2008.2 | 0.047271
2008.3 | 0.043341
2008.4 | 0.04649
2008.5 | 0.045414
2008.6 | 0.0504
2008.7 | 0.039024
2008.8 | 0.03602
2008.9 | 0.040198
2009 | 0.048916
2009.1 | 0.045746
2009.2 | 0.056128
2009.3 | 0.052568
2009.4 | 0.048373
2009.5 | 0.042963
2009.6 | 0.04267
2009.7 | 0.042719
2009.8 | 0.049883
2009.9 | 0.058813
2010 | 0.057805
2010.1 | 0.061283
2010.2 | 0.059595
2010.3 | 0.057992
2010.4 | 0.047738
2010.5 | 0.053601
2010.6 | 0.056171
2010.7 | 0.059866
2010.8 | 0.063567
2010.9 | 0.068336
2011 | 0.067881
2011.1 | 0.065531
2011.2 | 0.068289
2011.3 | 0.068191
2011.4 | 0.066183
2011.5 | 0.06166
2011.6 | 0.058983
2011.7 | 0.058683
2011.8 | 0.060826
2011.9 | 0.065353
2012 | 0.062823
2012.1 | 0.071243
2012.2 | 0.074426
2012.3 | 0.075395
2012.4 | 0.076747
2012.5 | 0.084712
2012.6 | 0.083495
2012.7 | 0.074216
2012.8 | 0.0712
2012.9 | 0.064057
2013 | 0.060998
2013.1 | 0.059041
2013.2 | 0.064905
2013.3 | 0.071099
2013.4 | 0.079929
2013.5 | 0.092227
2013.6 | 0.090553
2013.7 | 0.087331
2013.8 | 0.09466
2013.9 | 0.099053
2014 | 0.095593
2014.1 | 0.10287
2014.2 | 0.11884
2014.3 | 0.1104
2014.4 | 0.10782
2014.5 | 0.10788
2014.6 | 0.10802
2014.7 | 0.10677
2014.8 | 0.1132
2014.9 | 0.11749
2015 | 0.12611
2015.1 | 0.13963
2015.2 | 0.13951
2015.3 | 0.14844
2015.4 | 0.15404
2015.5 | 0.15106
2015.6 | 0.15022
2015.7 | 0.16137
2015.8 | 0.16257
2015.9 | 0.16876
2016 | 0.17818
2016.1 | 0.17844
2016.2 | 0.17068
2016.3 | 0.16696
2016.4 | 0.16746
2016.5 | 0.16402
2016.6 | 0.16614
2016.7 | 0.17403
2016.8 | 0.18145
2016.9 | 0.18436
2017 | 0.18199
2017.1 | 0.17961
2017.2 | 0.17859
2017.3 | 0.17218
2017.4 | 0.16781
2017.5 | 0.1725
2017.6 | 0.17088
2017.7 | 0.15985
2017.8 | 0.16117
2017.9 | 0.15264
2018 | 0.14587
2018.1 | 0.13924
2018.2 | 0.14093
2018.3 | 0.13244
2018.4 | 0.13871
2018.5 | 0.13853
2018.6 | 0.14137
2018.7 | 0.14082
2018.8 | 0.13469
2018.9 | 0.12709
2019 | 0.12145
2019.1 | 0.11608
2019.2 | 0.10817
2019.3 | 0.10993
2019.4 | 0.1109
2019.5 | 0.10128
2019.6 | 0.099259
2019.7 | 0.10885
2019.8 | 0.11427
2019.9 | 0.10915
2020 | 0.11659
2020.1 | 0.11394
2020.2 | 0.1038
2020.3 | 0.10346
2020.4 | 0.093656
2020.5 | 0.099041
2020.6 | 0.097982
2020.7 | 0.098624
2020.8 | 0.090125
2020.9 | 0.095577
2021 | 0.088523
2021.1 | 0.091999
2021.2 | 0.091325
2021.3 | 0.089384
2021.4 | 0.090677
2021.5 | 0.088386
2021.6 | 0.082862
2021.7 | 0.088256
2021.8 | 0.09616
2021.9 | 0.098194
2022 | 0.095368
2022.1 | 0.10265
2022.2 | 0.085721
2022.3 | 0.073933
2022.4 | 0.064133
2022.5 | 0.070655
2022.6 | 0.068958
2022.7 | 0.079004
2022.8 | 0.081474
2022.9 | 0.087765
2023 | 0.084829
2023.1 | 0.085201
2023.2 | 0.086895
2023.3 | 0.088929
2023.4 | 0.086126
2023.5 | 0.080651
2023.6 | 0.075995
2023.7 | 0.074718
2023.8 | 0.077757
2023.9 | 0.079026
2024 | 0.078831
2024.1 | 0.082754
2024.2 | 0.085613
2024.3 | 0.089916
2024.4 | 0.093322
2024.5 | 0.098905
2024.6 | 0.095552
2024.7 | 0.088904
2024.8 | 0.0801
2024.9 | 0.077369
2025 | 0.077107
2025.1 | 0.075603
2025.2 | 0.074746
2025.3 | 0.073731
2025.4 | 0.074273
2025.5 | 0.075266
2025.6 | 0.079083
2025.7 | 0.081504
2025.8 | 0.086424
2025.9 | 0.0859
2026 | 0.081198
2026.1 | 0.079293
2026.2 | 0.074993
2026.3 | 0.071235
2026.4 | 0.06879
2026.5 | 0.072388
2026.6 | 0.062978
2026.7 | 0.063421
2026.8 | 0.069691
2026.9 | 0.070675
2027 | 0.072396
2027.1 | 0.082136
2027.2 | 0.088385
2027.3 | 0.079317
2027.4 | 0.080064
2027.5 | 0.075125
2027.6 | 0.074617
2027.7 | 0.077794
2027.8 | 0.08446
2027.9 | 0.079619
2028 | 0.083645
2028.1 | 0.08248
2028.2 | 0.077483
2028.3 | 0.075512
2028.4 | 0.075113
2028.5 | 0.071249
2028.6 | 0.067046
2028.7 | 0.064619
2028.8 | 0.058424
2028.9 | 0.05534
2029 | 0.055445
2029.1 | 0.058045
2029.2 | 0.055388
2029.3 | 0.061094
2029.4 | 0.065391
2029.5 | 0.05939
2029.6 | 0.059876
2029.7 | 0.064816
2029.8 | 0.060611
2029.9 | 0.069449
2030 | 0.077244
2030.1 | 0.070874
2030.2 | 0.073949
2030.3 | 0.071202
2030.4 | 0.058848
2030.5 | 0.057247
2030.6 | 0.057823
2030.7 | 0.05322
2030.8 | 0.055783
2030.9 | 0.056254
2031 | 0.053923
2031.1 | 0.059391
2031.2 | 0.059319
2031.3 | 0.063655
2031.4 | 0.069303
2031.5 | 0.069134
2031.6 | 0.063492
2031.7 | 0.057439
2031.8 | 0.055908
2031.9 | 0.059069
2032 | 0.062558
2032.1 | 0.067771
2032.2 | 0.070708
2032.3 | 0.07073
2032.4 | 0.071492
2032.5 | 0.070927
2032.6 | 0.068434
2032.7 | 0.071047
2032.8 | 0.071879
2032.9 | 0.07477
2033 | 0.07286
2033.1 | 0.069537
2033.2 | 0.081602
2033.3 | 0.079891
2033.4 | 0.07578
2033.5 | 0.07943
2033.6 | 0.090894
2033.7 | 0.080111
2033.8 | 0.086419
2033.9 | 0.092464
2034 | 0.093062
2034.1 | 0.092429
2034.2 | 0.092887
2034.3 | 0.094397
2034.4 | 0.093428
2034.5 | 0.098364
2034.6 | 0.092643
2034.7 | 0.09294
2034.8 | 0.090069
2034.9 | 0.082674
2035 | 0.081486
2035.1 | 0.087021
2035.2 | 0.092663
2035.3 | 0.093189
2035.4 | 0.10264
2035.5 | 0.10135
2035.6 | 0.11062
2035.7 | 0.11197
2035.8 | 0.11432
2035.9 | 0.11136
2036 | 0.10309
2036.1 | 0.099812
2036.2 | 0.096072
2036.3 | 0.086977
2036.4 | 0.091165
2036.5 | 0.088554
2036.6 | 0.085465
2036.7 | 0.085159
2036.8 | 0.092667
2036.9 | 0.092705
2037 | 0.10274
2037.1 | 0.097523
2037.2 | 0.094485
2037.3 | 0.099141
2037.4 | 0.090194
2037.5 | 0.093572
2037.6 | 0.10078
2037.7 | 0.10785
2037.8 | 0.098329
2037.9 | 0.10259
2038 | 0.10194
2038.1 | 0.098872
2038.2 | 0.10234
2038.3 | 0.10923
2038.4 | 0.10548
2038.5 | 0.10026
2038.6 | 0.095774
2038.7 | 0.084636
2038.8 | 0.083916
2038.9 | 0.084669
2039 | 0.090585
2039.1 | 0.090236
2039.2 | 0.095063
2039.3 | 0.099897
2039.4 | 0.11052
2039.5 | 0.10493
2039.6 | 0.11179
2039.7 | 0.11287
2039.8 | 0.10644
2039.9 | 0.096109
2040 | 0.096696
2040.1 | 0.089401
2040.2 | 0.091899
2040.3 | 0.093228
2040.4 | 0.098449
2040.5 | 0.10271
2040.6 | 0.10413
2040.7 | 0.099716
2040.8 | 0.1022
2040.9 | 0.096338
2041 | 0.1011
2041.1 | 0.10219
2041.2 | 0.10595
2041.3 | 0.1025
2041.4 | 0.10624
2041.5 | 0.10239
2041.6 | 0.10143
2041.7 | 0.097185
2041.8 | 0.093364
2041.9 | 0.091173
2042 | 0.088836
2042.1 | 0.093969
2042.2 | 0.098057
2042.3 | 0.10245
2042.4 | 0.10054
2042.5 | 0.094981
2042.6 | 0.087208
2042.7 | 0.074797
2042.8 | 0.078183
2042.9 | 0.086916
2043 | 0.097321
2043.1 | 0.10782
2043.2 | 0.1172
2043.3 | 0.10768
2043.4 | 0.10415
2043.5 | 0.094775
2043.6 | 0.093913
2043.7 | 0.094522
2043.8 | 0.09624
2043.9 | 0.092454
2044 | 0.097693
2044.1 | 0.091111
2044.2 | 0.090562
2044.3 | 0.097928
2044.4 | 0.10374
2044.5 | 0.10377
2044.6 | 0.10668
2044.7 | 0.10628
2044.8 | 0.10165
2044.9 | 0.096019
2045 | 0.097842
2045.1 | 0.097616
2045.2 | 0.091538
2045.3 | 0.09135
2045.4 | 0.093553
2045.5 | 0.088824
2045.6 | 0.093484
2045.7 | 0.098178
2045.8 | 0.10226
2045.9 | 0.10143
2046 | 0.10102
2046.1 | 0.0879
2046.2 | 0.086448
2046.3 | 0.076513
2046.4 | 0.072807
2046.5 | 0.068175
2046.6 | 0.075093
2046.7 | 0.077326
2046.8 | 0.077046
2046.9 | 0.077844
2047 | 0.082033
2047.1 | 0.07914
2047.2 | 0.080856
2047.3 | 0.086346
2047.4 | 0.081329
2047.5 | 0.075347
2047.6 | 0.069859
2047.7 | 0.060951
2047.8 | 0.059875
2047.9 | 0.065511
2048 | 0.065314
2048.1 | 0.073123
2048.2 | 0.08248
2048.3 | 0.084245
2048.4 | 0.08733
2048.5 | 0.086137
2048.6 | 0.080419
2048.7 | 0.073671
2048.8 | 0.065759
2048.9 | 0.059291
2049 | 0.064571
2049.1 | 0.068245
2049.2 | 0.076233
2049.3 | 0.085659
2049.4 | 0.089865
2049.5 | 0.090932
2049.6 | 0.08658
2049.7 | 0.085468
2049.8 | 0.078002
2049.9 | 0.079069
2050 | 0.075805
2050.1 | 0.084806
2050.2 | 0.083994
2050.3 | 0.092711
2050.4 | 0.1005
2050.5 | 0.10895
2050.6 | 0.10145
2050.7 | 0.10198
2050.8 | 0.096282
2050.9 | 0.09204
2051 | 0.086843
2051.1 | 0.090351
2051.2 | 0.081518
2051.3 | 0.080319
2051.4 | 0.073908
2051.5 | 0.066134
2051.6 | 0.065521
2051.7 | 0.070328
2051.8 | 0.075574
2051.9 | 0.071378
2052 | 0.078372
2052.1 | 0.078806
2052.2 | 0.07843
2052.3 | 0.074805
2052.4 | 0.083372
2052.5 | 0.07141
2052.6 | 0.068482
2052.7 | 0.065425
2052.8 | 0.062606
2052.9 | 0.055971
2053 | 0.070495
2053.1 | 0.074542
2053.2 | 0.076641
2053.3 | 0.077943
2053.4 | 0.077531
2053.5 | 0.075478
2053.6 | 0.063734
2053.7 | 0.059373
2053.8 | 0.060706
2053.9 | 0.063157
2054 | 0.064885
2054.1 | 0.070473
2054.2 | 0.064619
2054.3 | 0.06171
2054.4 | 0.059272
2054.5 | 0.057837
2054.6 | 0.066243
2054.7 | 0.073474
2054.8 | 0.073459
2054.9 | 0.062179
2055 | 0.057876
2055.1 | 0.054132
2055.2 | 0.058108
2055.3 | 0.058843
2055.4 | 0.069216
2055.5 | 0.071406
2055.6 | 0.060921
2055.7 | 0.058658
2055.8 | 0.061242
2055.9 | 0.062899
2056 | 0.062058
2056.1 | 0.064197
2056.2 | 0.064088
2056.3 | 0.056456
2056.4 | 0.057253
2056.5 | 0.056989
2056.6 | 0.065357
2056.7 | 0.069934
2056.8 | 0.074992
2056.9 | 0.078746
2057 | 0.087713
2057.1 | 0.084784
2057.2 | 0.080673
2057.3 | 0.090934
2057.4 | 0.082656
2057.5 | 0.067488
2057.6 | 0.072697
2057.7 | 0.065356
2057.8 | 0.049077
2057.9 | 0.059925
2058 | 0.065408
2058.1 | 0.060767
2058.2 | 0.070141
2058.3 | 0.077774
2058.4 | 0.082159
2058.5 | 0.080642
2058.6 | 0.08525
2058.7 | 0.092555
2058.8 | 0.094171
2058.9 | 0.077792
2059 | 0.081832
2059.1 | 0.076181
2059.2 | 0.07119
2059.3 | 0.070031
2059.4 | 0.076701
2059.5 | 0.07648
2059.6 | 0.078685
2059.7 | 0.071359
2059.8 | 0.068233
2059.9 | 0.070748
2060 | 0.071229
2060.1 | 0.066865
2060.2 | 0.072635
2060.3 | 0.082613
2060.4 | 0.085103
2060.5 | 0.092132
2060.6 | 0.10167
2060.7 | 0.11005
2060.8 | 0.10218
2060.9 | 0.10003
2061 | 0.094741
2061.1 | 0.087272
2061.2 | 0.078164
2061.3 | 0.080431
2061.4 | 0.079329
2061.5 | 0.071347
2061.6 | 0.076442
2061.7 | 0.086665
2061.8 | 0.084921
2061.9 | 0.088806
2062 | 0.10211
2062.1 | 0.10055
2062.2 | 0.091746
2062.3 | 0.094071
2062.4 | 0.091164
2062.5 | 0.078516
2062.6 | 0.080489
2062.7 | 0.079224
2062.8 | 0.080991
2062.9 | 0.080121
2063 | 0.090268
2063.1 | 0.087076
2063.2 | 0.089465
2063.3 | 0.098641
2063.4 | 0.10036
2063.5 | 0.10649
2063.6 | 0.10821
2063.7 | 0.10474
2063.8 | 0.094549
2063.9 | 0.097455
2064 | 0.092519
2064.1 | 0.098651
2064.2 | 0.10548
2064.3 | 0.10852
2064.4 | 0.10516
2064.5 | 0.10707
2064.6 | 0.10555
2064.7 | 0.10626
2064.8 | 0.099253
2064.9 | 0.10385
2065 | 0.099822
2065.1 | 0.091684
2065.2 | 0.095459
2065.3 | 0.097014
2065.4 | 0.090601
2065.5 | 0.097298
2065.6 | 0.10547
2065.7 | 0.10244
2065.8 | 0.11069
2065.9 | 0.11523
2066 | 0.11924
2066.1 | 0.12102
2066.2 | 0.11849
2066.3 | 0.11707
2066.4 | 0.12219
2066.5 | 0.11092
2066.6 | 0.1122
2066.7 | 0.11801
2066.8 | 0.11704
2066.9 | 0.11437
2067 | 0.11401
2067.1 | 0.10991
2067.2 | 0.11102
2067.3 | 0.11704
2067.4 | 0.12139
2067.5 | 0.13047
2067.6 | 0.13051
2067.7 | 0.12343
2067.8 | 0.11277
2067.9 | 0.10349
2068 | 0.10007
2068.1 | 0.10943
2068.2 | 0.10702
2068.3 | 0.11561
2068.4 | 0.12114
2068.5 | 0.1368
2068.6 | 0.12977
2068.7 | 0.1395
2068.8 | 0.14492
2068.9 | 0.14134
2069 | 0.12501
2069.1 | 0.11792
2069.2 | 0.11
2069.3 | 0.092821
2069.4 | 0.099111
2069.5 | 0.10396
2069.6 | 0.11618
2069.7 | 0.12268
2069.8 | 0.13719
2069.9 | 0.12678
2070 | 0.12493
2070.1 | 0.11865
2070.2 | 0.11465
2070.3 | 0.11613
2070.4 | 0.11702
2070.5 | 0.10548
2070.6 | 0.10019
2070.7 | 0.094507
2070.8 | 0.085566
2070.9 | 0.091545
2071 | 0.1014
2071.1 | 0.097718
2071.2 | 0.10108
2071.3 | 0.10356
2071.4 | 0.10432
2071.5 | 0.094147
2071.6 | 0.10035
2071.7 | 0.10522
2071.8 | 0.095638
2071.9 | 0.094774
2072 | 0.091904
2072.1 | 0.093423
2072.2 | 0.080367
2072.3 | 0.081948
2072.4 | 0.07783
2072.5 | 0.093291
2072.6 | 0.094021
2072.7 | 0.1029
2072.8 | 0.11449
2072.9 | 0.12125
2073 | 0.11212
2073.1 | 0.10669
2073.2 | 0.11409
2073.3 | 0.1084
2073.4 | 0.096296
2073.5 | 0.10893
2073.6 | 0.1122
2073.7 | 0.10212
2073.8 | 0.10973
2073.9 | 0.11223
2074 | 0.10436
2074.1 | 0.11007
2074.2 | 0.11363
2074.3 | 0.11049
2074.4 | 0.12111
2074.5 | 0.13134
2074.6 | 0.12466
2074.7 | 0.12799
2074.8 | 0.12389
2074.9 | 0.11804
2075 | 0.10846
2075.1 | 0.11772
2075.2 | 0.11529
2075.3 | 0.12551
2075.4 | 0.11835
2075.5 | 0.13054
2075.6 | 0.13323
2075.7 | 0.13649
2075.8 | 0.12952
2075.9 | 0.13636
2076 | 0.13322
2076.1 | 0.13812
2076.2 | 0.14452
2076.3 | 0.15494
2076.4 | 0.1666
2076.5 | 0.16861
2076.6 | 0.16397
2076.7 | 0.17013
2076.8 | 0.18174
2076.9 | 0.18976
2077 | 0.18817
2077.1 | 0.19148
2077.2 | 0.19023
2077.3 | 0.17573
2077.4 | 0.17322
2077.5 | 0.17323
2077.6 | 0.17201
2077.7 | 0.1714
2077.8 | 0.17952
2077.9 | 0.17555
2078 | 0.17968
2078.1 | 0.17436
2078.2 | 0.16805
2078.3 | 0.1615
2078.4 | 0.16043
2078.5 | 0.15702
2078.6 | 0.1566
2078.7 | 0.15424
2078.8 | 0.15671
2078.9 | 0.1582
2079 | 0.16386
2079.1 | 0.17072
2079.2 | 0.1739
2079.3 | 0.16735
2079.4 | 0.17052
2079.5 | 0.1686
2079.6 | 0.17145
2079.7 | 0.18138
2079.8 | 0.19221
2079.9 | 0.19153
2080 | 0.19533
2080.1 | 0.19199
2080.2 | 0.18785
2080.3 | 0.18625
2080.4 | 0.19265
2080.5 | 0.1847
2080.6 | 0.18451
2080.7 | 0.18455
2080.8 | 0.17125
2080.9 | 0.16507
2081 | 0.17139
2081.1 | 0.16897
2081.2 | 0.15443
2081.3 | 0.16105
2081.4 | 0.15547
2081.5 | 0.14124
2081.6 | 0.13786
2081.7 | 0.14861
2081.8 | 0.14678
2081.9 | 0.14561
2082 | 0.14829
2082.1 | 0.14959
2082.2 | 0.14066
2082.3 | 0.1452
2082.4 | 0.13208
2082.5 | 0.12891
2082.6 | 0.13188
2082.7 | 0.13694
2082.8 | 0.1217
2082.9 | 0.13125
2083 | 0.13138
2083.1 | 0.12324
2083.2 | 0.12336
2083.3 | 0.13257
2083.4 | 0.1395
2083.5 | 0.14109
2083.6 | 0.1416
2083.7 | 0.13032
2083.8 | 0.13094
2083.9 | 0.13541
2084 | 0.13767
2084.1 | 0.14078
2084.2 | 0.15098
2084.3 | 0.15108
2084.4 | 0.14663
2084.5 | 0.14714
2084.6 | 0.13988
2084.7 | 0.14102
2084.8 | 0.14147
2084.9 | 0.14252
2085 | 0.14302
2085.1 | 0.15939
2085.2 | 0.1648
2085.3 | 0.15849
2085.4 | 0.15993
2085.5 | 0.16843
2085.6 | 0.16606
2085.7 | 0.15945
2085.8 | 0.17462
2085.9 | 0.17827
2086 | 0.17059
2086.1 | 0.17454
2086.2 | 0.186
2086.3 | 0.17574
2086.4 | 0.16974
2086.5 | 0.16953
2086.6 | 0.16151
2086.7 | 0.15123
2086.8 | 0.1661
2086.9 | 0.1635
2087 | 0.16571
2087.1 | 0.16775
2087.2 | 0.17212
2087.3 | 0.16881
2087.4 | 0.18188
2087.5 | 0.18943
2087.6 | 0.20982
2087.7 | 0.21216
2087.8 | 0.20685
2087.9 | 0.19981
2088 | 0.20529
2088.1 | 0.19791
2088.2 | 0.20406
2088.3 | 0.21363
2088.4 | 0.21507
2088.5 | 0.21928
2088.6 | 0.2203
2088.7 | 0.21973
2088.8 | 0.22893
2088.9 | 0.23555
2089 | 0.23694
2089.1 | 0.23796
2089.2 | 0.24551
2089.3 | 0.24543
2089.4 | 0.24628
2089.5 | 0.24664
2089.6 | 0.24405
2089.7 | 0.25623
2089.8 | 0.25793
2089.9 | 0.26763
2090 | 0.27292
2090.1 | 0.27754
2090.2 | 0.26679
2090.3 | 0.25862
2090.4 | 0.25962
2090.5 | 0.25549
2090.6 | 0.2624
2090.7 | 0.27118
2090.8 | 0.27848
2090.9 | 0.26393
2091 | 0.26315
2091.1 | 0.27765
2091.2 | 0.26724
2091.3 | 0.26988
2091.4 | 0.26955
2091.5 | 0.26837
2091.6 | 0.23806
2091.7 | 0.24161
2091.8 | 0.23048
2091.9 | 0.24447
2092 | 0.24481
2092.1 | 0.24954
2092.2 | 0.25086
2092.3 | 0.24138
2092.4 | 0.22809
2092.5 | 0.2144
2092.6 | 0.20576
2092.7 | 0.20099
2092.8 | 0.20255
2092.9 | 0.20343
2093 | 0.20917
2093.1 | 0.20588
2093.2 | 0.19111
2093.3 | 0.19783
2093.4 | 0.19776
2093.5 | 0.19019
2093.6 | 0.19613
2093.7 | 0.19711
2093.8 | 0.1923
2093.9 | 0.1781
2094 | 0.18155
2094.1 | 0.18205
2094.2 | 0.18944
2094.3 | 0.1866
2094.4 | 0.19843
2094.5 | 0.19976
2094.6 | 0.19855
2094.7 | 0.19943
2094.8 | 0.20483
2094.9 | 0.20786
2095 | 0.20857
2095.1 | 0.2055
2095.2 | 0.20684
2095.3 | 0.20022
2095.4 | 0.20228
2095.5 | 0.20147
2095.6 | 0.21495
2095.7 | 0.20608
2095.8 | 0.21591
2095.9 | 0.21178
2096 | 0.21067
2096.1 | 0.20582
2096.2 | 0.21254
2096.3 | 0.21089
2096.4 | 0.20646
2096.5 | 0.21029
2096.6 | 0.21002
2096.7 | 0.21874
2096.8 | 0.21873
2096.9 | 0.22605
2097 | 0.22303
2097.1 | 0.23114
2097.2 | 0.22193
2097.3 | 0.21664
2097.4 | 0.21164
2097.5 | 0.20716
2097.6 | 0.20464
2097.7 | 0.20452
2097.8 | 0.20967
2097.9 | 0.21694
2098 | 0.22095
2098.1 | 0.21312
2098.2 | 0.20384
2098.3 | 0.20151
2098.4 | 0.18971
2098.5 | 0.19041
2098.6 | 0.18733
2098.7 | 0.19451
2098.8 | 0.19216
2098.9 | 0.17917
2099 | 0.17596
2099.1 | 0.16277
2099.2 | 0.15168
2099.3 | 0.14315
2099.4 | 0.14347
2099.5 | 0.14479
2099.6 | 0.15122
2099.7 | 0.15159
2099.8 | 0.14751
2099.9 | 0.14991
2100 | 0.13305
2100.1 | 0.13428
2100.2 | 0.13759
2100.3 | 0.13454
2100.4 | 0.1274
2100.5 | 0.13484
2100.6 | 0.1239
2100.7 | 0.10832
2100.8 | 0.11082
2100.9 | 0.11181
2101 | 0.10326
2101.1 | 0.099835
2101.2 | 0.10403
2101.3 | 0.093046
2101.4 | 0.094688
2101.5 | 0.095175
2101.6 | 0.094832
2101.7 | 0.093869
2101.8 | 0.1039
2101.9 | 0.10365
2102 | 0.10411
2102.1 | 0.10237
2102.2 | 0.10213
2102.3 | 0.10035
2102.4 | 0.10056
2102.5 | 0.096328
2102.6 | 0.093319
2102.7 | 0.095128
2102.8 | 0.095697
2102.9 | 0.092238
2103 | 0.094248
2103.1 | 0.092248
2103.2 | 0.079225
2103.3 | 0.080111
2103.4 | 0.071152
2103.5 | 0.081276
2103.6 | 0.090721
2103.7 | 0.10796
2103.8 | 0.098393
2103.9 | 0.11198
2104 | 0.10073
2104.1 | 0.097941
2104.2 | 0.099027
2104.3 | 0.1039
2104.4 | 0.098674
2104.5 | 0.096687
2104.6 | 0.092727
2104.7 | 0.082746
2104.8 | 0.090906
2104.9 | 0.092062
2105 | 0.0862
2105.1 | 0.099574
2105.2 | 0.098095
2105.3 | 0.081046
2105.4 | 0.085873
2105.5 | 0.095432
2105.6 | 0.088734
2105.7 | 0.094979
2105.8 | 0.10585
2105.9 | 0.098795
2106 | 0.10131
2106.1 | 0.095733
2106.2 | 0.11068
2106.3 | 0.11382
2106.4 | 0.11786
2106.5 | 0.11728
2106.6 | 0.12765
2106.7 | 0.11283
2106.8 | 0.11226
2106.9 | 0.10031
2107 | 0.094945
2107.1 | 0.088063
2107.2 | 0.08189
2107.3 | 0.080836
2107.4 | 0.084959
2107.5 | 0.084911
2107.6 | 0.078689
2107.7 | 0.084748
2107.8 | 0.076146
2107.9 | 0.075237
2108 | 0.077668
2108.1 | 0.086115
2108.2 | 0.077247
2108.3 | 0.075772
2108.4 | 0.079491
2108.5 | 0.074599
2108.6 | 0.063429
2108.7 | 0.060934
2108.8 | 0.061888
2108.9 | 0.055142
2109 | 0.049128
2109.1 | 0.042194
2109.2 | 0.041669
2109.3 | 0.040301
2109.4 | 0.04351
2109.5 | 0.044318
2109.6 | 0.052695
2109.7 | 0.048781
2109.8 | 0.045142
2109.9 | 0.042294
2110 | 0.043915
2110.1 | 0.049378
2110.2 | 0.052794
2110.3 | 0.056608
2110.4 | 0.050432
2110.5 | 0.053061
2110.6 | 0.039759
2110.7 | 0.049407
2110.8 | 0.044925
2110.9 | 0.045401
2111 | 0.047761
2111.1 | 0.066548
2111.2 | 0.0564
2111.3 | 0.049774
2111.4 | 0.060362
2111.5 | 0.046152
2111.6 | 0.038831
2111.7 | 0.039481
2111.8 | 0.048807
2111.9 | 0.044015
2112 | 0.057686
2112.1 | 0.060116
2112.2 | 0.068731
2112.3 | 0.067558
2112.4 | 0.071877
2112.5 | 0.077944
2112.6 | 0.070139
2112.7 | 0.067174
2112.8 | 0.070709
2112.9 | 0.070503
2113 | 0.06007
2113.1 | 0.053744
2113.2 | 0.05227
2113.3 | 0.049359
2113.4 | 0.044631
2113.5 | 0.035896
2113.6 | 0.046
2113.7 | 0.037303
2113.8 | 0.037678
2113.9 | 0.037196
2114 | 0.0455
2114.1 | 0.04782
2114.2 | 0.046069
2114.3 | 0.045533
2114.4 | 0.036169
2114.5 | 0.030283
2114.6 | 0.037054
2114.7 | 0.039037
2114.8 | 0.033013
2114.9 | 0.045146
2115 | 0.051112
2115.1 | 0.030303
2115.2 | 0.032998
2115.3 | 0.039851
2115.4 | 0.042948
2115.5 | 0.044552
2115.6 | 0.05519
2115.7 | 0.060348
2115.8 | 0.052656
2115.9 | 0.045906
2116 | 0.043541
2116.1 | 0.039043
2116.2 | 0.033509
2116.3 | 0.038735
2116.4 | 0.04018
2116.5 | 0.037762
2116.6 | 0.029892
2116.7 | 0.035659
2116.8 | 0.028298
2116.9 | 0.028358
2117 | 0.03095
2117.1 | 0.038448
2117.2 | 0.033963
2117.3 | 0.044626
2117.4 | 0.040799
2117.5 | 0.033647
2117.6 | 0.032128
2117.7 | 0.035151
2117.8 | 0.038574
2117.9 | 0.03967
2118 | 0.045071
2118.1 | 0.050505
2118.2 | 0.046418
2118.3 | 0.032389
2118.4 | 0.026045
2118.5 | 0.029895
2118.6 | 0.027592
2118.7 | 0.034255
2118.8 | 0.045972
2118.9 | 0.064892
2119 | 0.061707
2119.1 | 0.065292
2119.2 | 0.060935
2119.3 | 0.05964
2119.4 | 0.04944
2119.5 | 0.050328
2119.6 | 0.063746
2119.7 | 0.077115
2119.8 | 0.082248
2119.9 | 0.082331
2120 | 0.088447
2120.1 | 0.073491
2120.2 | 0.067971
2120.3 | 0.0701
2120.4 | 0.082018
2120.5 | 0.082949
2120.6 | 0.094623
2120.7 | 0.094259
2120.8 | 0.099659
2120.9 | 0.093327
2121 | 0.10222
2121.1 | 0.094602
2121.2 | 0.098702
2121.3 | 0.099602
2121.4 | 0.097829
2121.5 | 0.081887
2121.6 | 0.085182
2121.7 | 0.085557
2121.8 | 0.08049
2121.9 | 0.08502
2122 | 0.092816
2122.1 | 0.085186
2122.2 | 0.08469
2122.3 | 0.079088
2122.4 | 0.087923
2122.5 | 0.091334
2122.6 | 0.10203
2122.7 | 0.10144
2122.8 | 0.10809
2122.9 | 0.11183
2123 | 0.11437
2123.1 | 0.10947
2123.2 | 0.10966
2123.3 | 0.10604
2123.4 | 0.095199
2123.5 | 0.0966
2123.6 | 0.093263
2123.7 | 0.094455
2123.8 | 0.095851
2123.9 | 0.091195
2124 | 0.082644
2124.1 | 0.080776
2124.2 | 0.063283
2124.3 | 0.062017
2124.4 | 0.055896
2124.5 | 0.067923
2124.6 | 0.068607
2124.7 | 0.080203
2124.8 | 0.072252
2124.9 | 0.08383
2125 | 0.068671
2125.1 | 0.076549
2125.2 | 0.076429
2125.3 | 0.076573
2125.4 | 0.063516
2125.5 | 0.068659
2125.6 | 0.063892
2125.7 | 0.058495
2125.8 | 0.067276
2125.9 | 0.075008
2126 | 0.063787
2126.1 | 0.070436
2126.2 | 0.074383
2126.3 | 0.07635
2126.4 | 0.071641
2126.5 | 0.082588
2126.6 | 0.073965
2126.7 | 0.071
2126.8 | 0.063081
2126.9 | 0.066975
2127 | 0.05587
2127.1 | 0.052388
2127.2 | 0.04774
2127.3 | 0.043286
2127.4 | 0.045939
2127.5 | 0.048622
2127.6 | 0.055665
2127.7 | 0.062327
2127.8 | 0.06696
2127.9 | 0.063711
2128 | 0.065752
2128.1 | 0.062243
2128.2 | 0.058972
2128.3 | 0.046916
2128.4 | 0.047755
2128.5 | 0.048151
2128.6 | 0.046073
2128.7 | 0.04738
2128.8 | 0.058341
2128.9 | 0.065539
2129 | 0.074066
2129.1 | 0.070256
2129.2 | 0.070352
2129.3 | 0.075453
2129.4 | 0.069565
2129.5 | 0.063679
2129.6 | 0.074061
2129.7 | 0.079687
2129.8 | 0.078568
2129.9 | 0.082008
2130 | 0.076157
2130.1 | 0.068886
2130.2 | 0.065248
2130.3 | 0.06604
2130.4 | 0.069727
2130.5 | 0.072944
2130.6 | 0.074155
2130.7 | 0.071957
2130.8 | 0.074076
2130.9 | 0.066942
2131 | 0.068679
2131.1 | 0.070384
2131.2 | 0.071766
2131.3 | 0.060331
2131.4 | 0.049165
2131.5 | 0.043672
2131.6 | 0.040521
2131.7 | 0.040073
2131.8 | 0.037949
2131.9 | 0.041215
2132 | 0.043931
2132.1 | 0.024509
2132.2 | 0.020079
2132.3 | 0.024198
2132.4 | 0.027409
2132.5 | 0.030825
2132.6 | 0.044319
2132.7 | 0.045726
2132.8 | 0.052398
2132.9 | 0.041258
2133 | 0.034351
2133.1 | 0.03267
2133.2 | 0.036317
2133.3 | 0.022822
2133.4 | 0.032468
2133.5 | 0.033368
2133.6 | 0.039127
2133.7 | 0.036644
2133.8 | 0.039899
2133.9 | 0.043064
2134 | 0.035727
2134.1 | 0.031637
2134.2 | 0.027311
2134.3 | 0.030438
2134.4 | 0.024519
2134.5 | 0.029469
2134.6 | 0.032574
2134.7 | 0.031707
2134.8 | 0.034378
2134.9 | 0.035075
2135 | 0.033981
2135.1 | 0.028885
2135.2 | 0.025071
2135.3 | 0.026622
2135.4 | 0.032523
2135.5 | 0.033534
2135.6 | 0.036979
2135.7 | 0.039157
2135.8 | 0.035082
2135.9 | 0.022374
2136 | 0.018677
2136.1 | 0.02077
2136.2 | 0.016462
2136.3 | 0.016028
2136.4 | 0.019291
2136.5 | 0.020698
2136.6 | 0.024614
2136.7 | 0.028308
2136.8 | 0.031595
2136.9 | 0.035991
2137 | 0.026609
2137.1 | 0.019571
2137.2 | 0.025195
2137.3 | 0.013105
2137.4 | 0.020424
2137.5 | 0.028534
2137.6 | 0.037991
2137.7 | 0.036666
2137.8 | 0.047193
2137.9 | 0.040147
2138 | 0.043277
2138.1 | 0.039068
2138.2 | 0.032105
2138.3 | 0.028673
2138.4 | 0.024152
2138.5 | 0.017423
2138.6 | 0.015864
2138.7 | 0.013444
2138.8 | 0.0058878
2138.9 | 0.0058878
2139 | 0.0041396
2139.1 | 0.00032686
2139.2 | 0.011669
2139.3 | 0.027065
2139.4 | 0.032727
2139.5 | 0.041386
2139.6 | 0.042549
2139.7 | 0.044399
2139.8 | 0.032152
2139.9 | 0.033622
2140 | 0.032635
2140.1 | 0.03291
2140.2 | 0.029104
2140.3 | 0.039537
2140.4 | 0.039761
2140.5 | 0.02958
2140.6 | 0.03141
2140.7 | 0.02644
2140.8 | 0.015929
2140.9 | 0.013851
2141 | 0.019382
2141.1 | 0.022281
2141.2 | 0.02075
2141.3 | 0.027913
2141.4 | 0.029147
2141.5 | 0.027572
2141.6 | 0.021215
2141.7 | 0.026487
2141.8 | 0.028744
2141.9 | 0.02919
2142 | 0.024923
2142.1 | 0.025436
2142.2 | 0.022127
2142.3 | 0.014808
2142.4 | 0.023272
2142.5 | 0.028806
2142.6 | 0.025767
2142.7 | 0.024338
2142.8 | 0.035958
2142.9 | 0.020564
2143 | 0.019213
2143.1 | 0.025955
2143.2 | 0.03313
2143.3 | 0.025879
2143.4 | 0.028469
2143.5 | 0.032081
2143.6 | 0.029311
2143.7 | 0.020901
2143.8 | 0.01048
2143.9 | 0.010276
2144 | 0.0021493
2144.1 | 0.0099134
2144.2 | 0.0020491
2144.3 | 0.013256
2144.4 | 0.0099134
2144.5 | 0.010246
2144.6 | 0.020694
2144.7 | 0.015715
2144.8 | 0.016133
2144.9 | 0.023339
2145 | 0.032699
2145.1 | 0.023871
2145.2 | 0.019948
2145.3 | 0.023753
2145.4 | 0.022022
2145.5 | 0.022943
2145.6 | 0.033396
2145.7 | 0.031996
2145.8 | 0.027183
2145.9 | 0.030626
2146 | 0.026639
2146.1 | 0.021309
2146.2 | 0.030935
2146.3 | 0.016511
2146.4 | 0.015855
2146.5 | 0.011637
2146.6 | 0.015782
2146.7 | 0.011971
2146.8 | 0.025914
2146.9 | 0.021234
2147 | 0.030241
2147.1 | 0.026496
2147.2 | 0.028373
2147.3 | 0.019458
2147.4 | 0.023713
2147.5 | 0.015807
2147.6 | 0.013992
2147.7 | 0.012238
2147.8 | 0.015682
2147.9 | 0.017784
2148 | 0.025061
2148.1 | 0.020242
2148.2 | 0.015453
2148.3 | 0.015712
2148.4 | 0.0084379
2148.5 | 0.0042414
2148.6 | 0.0063394
2148.7 | 0.025061
2148.8 | 0.0064483
2148.9 | 0.0085932
2149 | 0.028336
2149.1 | 0.0082713
2149.2 | 0.03322
2149.3 | 0.023455
2149.4 | 0.028336
2149.5 | 0.040424
2149.6 | 0.038652
2149.7 | 0.025057
2149.8 | 0.031941
2149.9 | 0.02981
2150 | 0.018804
2150.1 | 0.011796
2150.2 | 0.017668
2150.3 | 0.015653
2150.4 | 0.010778
2150.5 | 0.022883
2150.6 | 0.01837
2150.7 | 0.017617
2150.8 | 0.020803
2150.9 | 0.024778
2151 | 0.01975
2151.1 | 0.026817
2151.2 | 0.024537
2151.3 | 0.01451
2151.4 | 0.011515
2151.5 | 0.0033971
2151.6 | 0.0024144
2151.7 | 0.0075381
2151.8 | 0.013557
2151.9 | 0.008104
2152 | 0.010805
2152.1 | 0.014477
2152.2 | 0.011297
2152.3 | 0.01425
2152.4 | 0.023055
2152.5 | 0.033315
2152.6 | 0.027848
2152.7 | 0.024516
2152.8 | 0.01826
2152.9 | 0.020353
2153 | 0.016945
2153.1 | 0.015517
2153.2 | 0.0085253
2153.3 | 0.0055241
2153.4 | 5.9427e-05
2153.5 | 0.0049172
2153.6 | 0.01121
2153.7 | 0.020697
2153.8 | 0.01803
2153.9 | 0.020768
2154 | 0.019475
2154.1 | 0.010753
2154.2 | 0.005458
2154.3 | 0.010716
2154.4 | 0.013801
2154.5 | 0.0086187
2154.6 | 0.015117
2154.7 | 0.021785
2154.8 | 0.027242
2154.9 | 0.026612
2155 | 0.031456
2155.1 | 0.03467
2155.2 | 0.034926
2155.3 | 0.025854
2155.4 | 0.027368
2155.5 | 0.029897
2155.6 | 0.026039
2155.7 | 0.024088
2155.8 | 0.026981
2155.9 | 0.014787
2156 | 0.00049005
2156.1 | 0.0025467
2156.2 | 0.00051939
2156.3 | 0.00058644
2156.4 | 0.012401
2156.5 | 0.020337
2156.6 | 0.01909
2156.7 | 0.01856
2156.8 | 0.018431
2156.9 | 0.017447
2157 | 0.014168
2157.1 | 0.01237
2157.2 | 0.0079939
2157.3 | 0.0078106
2157.4 | 0.0014562
2157.5 | 0.00051939
2157.6 | 0.0057661
2157.7 | 0.010898
2157.8 | 0.021417
2157.9 | 0.016014
2158 | 0.026507
2158.1 | 0.011861
2158.2 | 0.017554
2158.3 | 0.0049548
2158.4 | 0.020542
2158.5 | 0.01744
2158.6 | 0.023347
2158.7 | 0.016852
2158.8 | 0.028981
2158.9 | 0.022896
2159 | 0.017564
2159.1 | 0.031742
2159.2 | 0.028519
2159.3 | 0.027486
2159.4 | 0.03255
2159.5 | 0.036857
2159.6 | 0.024707
2159.7 | 0.033444
2159.8 | 0.028461
2159.9 | 0.025139
2160 | 0.028958
2160.1 | 0.034755
2160.2 | 0.030622
2160.3 | 0.027239
2160.4 | 0.02351
2160.5 | 0.0096394
2160.6 | 0.0084974
2160.7 | 0.012089
2160.8 | 0.014881
2160.9 | 0.0084974
2161 | 0.01469
2161.1 | 0.024217
2161.2 | 0.017593
2161.3 | 0.014484
2161.4 | 0.012855
2161.5 | 0.017203
2161.6 | 0.0072068
2161.7 | 0.019474
2161.8 | 0.021939
2161.9 | 0.029561
2162 | 0.017265
2162.1 | 0.030871
2162.2 | 0.026677
2162.3 | 0.025735
2162.4 | 0.023793
2162.5 | 0.037217
2162.6 | 0.042306
2162.7 | 0.040995
2162.8 | 0.039493
2162.9 | 0.041346
2163 | 0.035474
2163.1 | 0.024563
2163.2 | 0.024041
2163.3 | 0.020505
2163.4 | 0.02747
2163.5 | 0.020524
2163.6 | 0.020099
2163.7 | 0.019067
2163.8 | 0.032004
2163.9 | 0.012242
2164 | 0.0084974
2164.1 | 0.012089
2164.2 | 0.014881
2164.3 | 0.0072612
2164.4 | 0.02775
2164.5 | 0.03432
2164.6 | 0.038754
2164.7 | 0.035856
2164.8 | 0.029941
2164.9 | 0.020998
2165 | 0.023137
2165.1 | 0.014593
2165.2 | 0.02177
2165.3 | 0.024094
2165.4 | 0.021368
2165.5 | 0.0061873
2165.6 | 0.0032996
2165.7 | 0.0072612
2165.8 | 0.00069073
2165.9 | 0.00069073
2166 | 0.0061811
2166.1 | 0.0070544
2166.2 | 0.0099752
2166.3 | 0.003271
2166.4 | 0.013051
2166.5 | 0.008623
2166.6 | 0.013398
2166.7 | 0.00085547
2166.8 | 0.010949
2166.9 | 0.0083902
2167 | 0.010758
2167.1 | 0.016976
2167.2 | 0.015833
2167.3 | 0.0049876
2167.4 | 0.0065736
2167.5 | 0.019263
2167.6 | 0.0080423
2167.7 | 0.016704
2167.8 | 0.024262
2167.9 | 0.018911
2168 | 0.0039186
2168.1 | 0.0081292
2168.2 | 0.013964
2168.3 | 0.020269
2168.4 | 0.019617
2168.5 | 0.031675
2168.6 | 0.026083
2168.7 | 0.016023
2168.8 | 0.012444
2168.9 | 0.0074766
2169 | 0.0045618
2169.1 | 0.012697
2169.2 | 0.021772
2169.3 | 0.019899
2169.4 | 0.029886
2169.5 | 0.029541
2169.6 | 0.027486
2169.7 | 0.028543
2169.8 | 0.033382
2169.9 | 0.036886
2170 | 0.038745
2170.1 | 0.03603
2170.2 | 0.039686
2170.3 | 0.031638
2170.4 | 0.031054
2170.5 | 0.028149
2170.6 | 0.031064
2170.7 | 0.022106
2170.8 | 0.02518
2170.9 | 0.02025
2171 | 0.018409
2171.1 | 0.02652
2171.2 | 0.034703
2171.3 | 0.026982
2171.4 | 0.032252
2171.5 | 0.032975
2171.6 | 0.024926
2171.7 | 0.0094519
2171.8 | 0.016913
2171.9 | 0.018257
2172 | 0.021793
2172.1 | 0.024473
2172.2 | 0.038685
2172.3 | 0.032905
2172.4 | 0.026313
2172.5 | 0.024428
2172.6 | 0.013962
2172.7 | 0.0065606
2172.8 | 0.014483
2172.9 | 0.0099119
2173 | 0.0060007
2173.1 | 0.0039059
2173.2 | 0.012906
2173.3 | 0.0095818
2173.4 | 0.014475
2173.5 | 0.021165
2173.6 | 0.030143
2173.7 | 0.021622
2173.8 | 0.027511
2173.9 | 0.024976
2174 | 0.021567
2174.1 | 0.018154
2174.2 | 0.019249
2174.3 | 0.017502
2174.4 | 0.014832
2174.5 | 0.0078448
2174.6 | 0.014636
2174.7 | 0.0066277
2174.8 | 0.017502
2174.9 | 0.0066277
2175 | 0.0066277
2175.1 | 0.0066277
2175.2 | 0.00091299
2175.3 | 0.0066277
2175.4 | 0.0066277
2175.5 | 0.001092
2175.6 | 0.00032354
2175.7 | 0.0014469
2175.8 | 0.01241
2175.9 | 0.021355
2176 | 0.016488
2176.1 | 0.020384
2176.2 | 0.016068
2176.3 | 0.020307
2176.4 | 0.010686
2176.5 | 0.0081876
2176.6 | 0.0027497
2176.7 | 0.0030033
2176.8 | 0.00034806
2176.9 | 0.0066277
2177 | 0.004727
2177.1 | 0.020832
2177.2 | 0.017102
2177.3 | 0.012349
2177.4 | 0.024134
2177.5 | 0.027997
2177.6 | 0.01629
2177.7 | 0.024321
2177.8 | 0.030304
2177.9 | 0.025516
2178 | 0.027839
2178.1 | 0.036815
2178.2 | 0.026628
2178.3 | 0.023529
2178.4 | 0.018459
2178.5 | 0.021175
2178.6 | 0.016854
2178.7 | 0.029337
2178.8 | 0.029967
2178.9 | 0.033607
2179 | 0.019818
2179.1 | 0.020622
2179.2 | 0.016614
2179.3 | 0.015325
2179.4 | 0.0072702
2179.5 | 0.01049
2179.6 | 0.011431
2179.7 | 0.011434
2179.8 | 0.016774
2179.9 | 0.028739
2180 | 0.032976
2180.1 | 0.026951
2180.2 | 0.030067
2180.3 | 0.023804
2180.4 | 0.01535
2180.5 | 0.0042881
2180.6 | 0.011178
2180.7 | 0.014054
2180.8 | 0.016347
2180.9 | 0.019705
2181 | 0.034442
2181.1 | 0.035022
2181.2 | 0.02267
2181.3 | 0.016903
2181.4 | 0.013535
2181.5 | 0.0096181
2181.6 | 0.0080532
2181.7 | 0.014132
2181.8 | 0.019567
2181.9 | 0.025238
2182 | 0.022117
2182.1 | 0.010402
2182.2 | 0.005533
2182.3 | 0.016254
2182.4 | 0.014843
2182.5 | 0.02057
2182.6 | 0.029768
2182.7 | 0.031516
2182.8 | 0.024896
2182.9 | 0.024808
2183 | 0.023966
2183.1 | 0.039089
2183.2 | 0.040722
2183.3 | 0.041143
2183.4 | 0.031788
2183.5 | 0.036226
2183.6 | 0.019637
2183.7 | 0.019279
2183.8 | 0.020664
2183.9 | 0.030095
2184 | 0.020918
2184.1 | 0.013241
2184.2 | 0.0098917
2184.3 | 0.0051771
2184.4 | 0.0028001
2184.5 | 0.020918
2184.6 | 0.0095182
2184.7 | 0.0032216
2184.8 | 0.0054409
2184.9 | 0.011857
2185 | 0.018406
2185.1 | 0.021775
2185.2 | 0.030608
2185.3 | 0.029825
2185.4 | 0.031627
2185.5 | 0.028455
2185.6 | 0.029447
2185.7 | 0.044951
2185.8 | 0.04452
2185.9 | 0.032666
2186 | 0.039649
2186.1 | 0.022001
2186.2 | 0.011266
2186.3 | 0.0053407
2186.4 | 0.0048264
2186.5 | 0.011266
2186.6 | 0.0082649
2186.7 | 0.0089869
2186.8 | 0.013747
2186.9 | 0.0082649
2187 | 0.011474
2187.1 | 0.023726
2187.2 | 0.0089869
2187.3 | 0.01731
2187.4 | 0.013484
2187.5 | 0.01731
2187.6 | 0.0089044
2187.7 | 0.0169
2187.8 | 0.0089044
2187.9 | 0.018406
2188 | 0.0070643
2188.1 | 0.0080599
2188.2 | 0.017444
2188.3 | 0.031588
2188.4 | 0.038937
2188.5 | 0.0316
2188.6 | 0.037671
2188.7 | 0.035378
2188.8 | 0.035717
2188.9 | 0.033601
2189 | 0.032232
2189.1 | 0.025559
2189.2 | 0.017702
2189.3 | 0.0082696
2189.4 | 0.017702
2189.5 | 0.038937
2189.6 | 0.0084859
2189.7 | 0.013069
2189.8 | 0.02719
2189.9 | 0.026222
2190 | 0.025353
2190.1 | 0.026206
2190.2 | 0.023071
2190.3 | 0.020331
2190.4 | 0.022967
2190.5 | 0.010607
2190.6 | 0.0025746
2190.7 | 0.011437
2190.8 | 0.0070201
2190.9 | 0.010919
2191 | 0.01463
2191.1 | 0.0048192
2191.2 | 0.011437
2191.3 | 0.019064
2191.4 | 0.00025301
2191.5 | 0.019064
2191.6 | 0.036764
2191.7 | 0.043234
2191.8 | 0.039825
2191.9 | 0.03651
2192 | 0.029696
2192.1 | 0.028264
2192.2 | 0.028581
2192.3 | 0.040311
2192.4 | 0.045625
2192.5 | 0.047287
2192.6 | 0.048733
2192.7 | 0.037796
2192.8 | 0.015972
2192.9 | 0.0067295
2193 | 0.0077719
2193.1 | 0.028264
2193.2 | 0.0088495
2193.3 | 0.024865
2193.4 | 0.027551
2193.5 | 0.021024
2193.6 | 0.017969
2193.7 | 0.018456
2193.8 | 0.0027229
2193.9 | 0.001164
2194 | 0.00056551
2194.1 | 0.010478
2194.2 | 0.015806
2194.3 | 0.022288
2194.4 | 0.02627
2194.5 | 0.025598
2194.6 | 0.023256
2194.7 | 0.022955
2194.8 | 0.017518
2194.9 | 0.0055068
2195 | 0.001164
2195.1 | 0.0055068
2195.2 | 0.0095094
2195.3 | 0.00056551
2195.4 | 0.0095094
2195.5 | 0.0157
2195.6 | 0.013084
2195.7 | 0.014737
2195.8 | 0.021948
2195.9 | 0.018484
2196 | 0.032957
2196.1 | 0.03201
2196.2 | 0.023762
2196.3 | 0.030211
2196.4 | 0.035303
2196.5 | 0.040601
2196.6 | 0.034853
2196.7 | 0.032187
2196.8 | 0.019447
2196.9 | 0.0050651
2197 | 0.019767
2197.1 | 0.0051775
2197.2 | 0.019767
2197.3 | 0.03159
2197.4 | 0.05137
2197.5 | 0.059951
2197.6 | 0.048192
2197.7 | 0.031887
2197.8 | 0.031455
2197.9 | 0.019357
2198 | 0.013372
2198.1 | 0.017982
2198.2 | 0.035235
2198.3 | 0.021393
2198.4 | 0.022666
2198.5 | 0.027029
2198.6 | 0.037527
2198.7 | 0.022182
2198.8 | 0.034526
2198.9 | 0.036397
2199 | 0.036269
2199.1 | 0.027675
2199.2 | 0.042542
2199.3 | 0.045446
2199.4 | 0.038672
2199.5 | 0.039876
2199.6 | 0.041123
2199.7 | 0.027196
2199.8 | 0.029079
2199.9 | 0.03765
2200 | 0.039936